## LS-ALL
Landscape & Turf Division Price List
Pricing Effective May 13, 2026 | [10 empty] | PRICE CODE KEY
E - Online Drippers
All item numbers, model numbers and pricing is subject to change without notice. | [10 empty] | I - Fittings
Refer to the PDF or printed Price List for Terms and Conditions of Sale. | [10 empty] | L - Landscape
Prices in the Price List posted on the Netafim USA website take precedence over pricing in this spreadsheet. | [10 empty] | M - Poly Tubing
All model numbers with * are Made To Order and have Minimum Order Quantity of 20,000' | [10 empty] | N - Filters, Sand Media, Valves, Air Vents, Water Meters
Z -Greenhouse & Nursery Products
Item Number | New Item Number | Model Number | New Model Number | Description | Qty Bag/Bx/Coil/ | List Price Bag/Box/EA | Weight (lbs.) Bag/Bx/Coil | Cube (Ft.) Bag/Bx/Coil | Price Code | EAN Number | We have recently updated our category pricing codes, please contact your Netafim representative for more information.
Techline Copper Dripline
14693-000012 |  | TLHCVXR3-1201 |  |  | 1 | 90.13 | 4 | 1.2 | L | 3661734416696
14693-000011 |  | TLHCVXR3-12025 |  | Techline HCVXR .33 GPH Flow, 12” Emitter Spacing, 250' | 1 | 225.3 | 12 | 2.1 | L | 3661734424912
14698-000035 | 14693-000010 | TLHCVXR3-1205 | TLHCVXR3-1205 | Techline HCVXR .33 GPH Flow, 12” Emitter Spacing, 500' | 1 | 450.6 | 20 | 4 | L | 3661734424905
14693-000009 |  | TLHCVXR3-1210 |  | Techline HCVXR .33 GPH Flow, 12” Emitter Spacing, 1,000' | 1 | 901.19 | 40 | 8 | L | 3661734424950
14693-000016 |  | TLHCVXR3-1801 |  | Techline HCVXR .33 GPH Flow, 18” Emitter Spacing, 100' | 1 | 80.45 | 4 | 1.2 | L | 3661734424943
14693-000015 |  | TLHCVXR3-18025 |  | Techline HCVXR .33 GPH Flow, 18” Emitter Spacing, 250' | 1 | 201.08 | 12 | 2.1 | L | 3661734424899
14698-000033 | 14693-000014 | TLHCVXR3-1805* | TLHCVXR3-1805* | Techline HCVXR .33 GPH Flow, 18” Emitter Spacing, 500' | 1 | 402.14 | 20 | 4 | L | 3661734424882
14693-000013 |  | TLHCVXR3-1810 |  | Techline HCVXR .33 GPH Flow, 18” Emitter Spacing, 1,000' | 1 | 804.27 | 40 | 8 | L | 3661734424929
- |  | TLHCVXR3-2410* |  | Techline HCVXR .33 GPH Flow, 24” Emitter Spacing, 1,000' | 1 | Call for Quote | 40 | 8 | L
14693-000004 |  | TLHCVXR5-1201 |  | Techline HCVXR .53 GPH Flow, 12” Emitter Spacing, 100' | 1 | 90.13 | 4 | 1.2 | L | 3661734424875
14693-000003 |  | TLHCVXR5-12025 |  | Techline Copper .53 GPH Flow, 12” Emitter Spacing, 250' | 1 | 225.3 | 12 | 2.1 | L | 3661734424820
14693-000002 |  | TLHCVXR5-1205 |  | Techline Copper .53 GPH Flow, 12” Emitter Spacing, 500' | 1 | 450.6 | 20 | 4 | L | 3661734424813
14693-000001 |  | TLHCVXR5-1210 |  | Techline Copper .53 GPH Flow, 12” Emitter Spacing, 1,000' | 1 | 901.19 | 40 | 8 | L | 3661734424851
14698-000030 | 14693-000008 | TLHCVXR5-1801* | TLHCVXR5-1801* | Techline Copper .53 GPH Flow, 18” Emitter Spacing, 100' | 1 | 80.45 | 4 | 1.2 | L | 3661734424844
14693-000007 |  | TLHCVXR5-18025 |  | Techline Copper .53 GPH Flow, 18” Emitter Spacing, 250' | 1 | 201.08 | 12 | 2.1 | L | 3661734424806
14693-000006 |  | TLHCVXR5-1805 |  | Techline Copper .53 GPH Flow, 18” Emitter Spacing, 500' | 1 | 402.14 | 20 | 4 | L | 3661734424790
14693-000005 |  | TLHCVXR5-1810 |  | Techline Copper .53 GPH Flow, 18” Emitter Spacing, 1,000' | 1 | 804.27 | 40 | 8 | L | 3661734424837
14698-000083 | 14693-000025 | TLHCVXR5-2410* | TLHCVXR5-2410* | Techline Copper .53 GPH Flow, 24” Emitter Spacing, 1,000' | 1 | 787.57 | 40 | 8 | L | 3661734676748
14693-000020 |  | TLHCVXR7-1201 |  | Techline Copper .77 GPH Flow, 12” Emitter Spacing, 100' | 1 | 90.13 | 4 | 1.2 | L | 3661734424783
14693-000019 |  | TLHCVXR7-12025 |  | Techline Copper .77 GPH Flow, 12” Emitter Spacing, 250' | 1 | 225.3 | 12 | 2.1 | L | 3661734424745
14693-000018 |  | TLHCVXR7-1205 |  | Techline Copper .77 GPH Flow, 12” Emitter Spacing, 500' | 1 | 450.6 | 20 | 4 | L | 3661734424738
14693-000017 |  | TLHCVXR7-1210 |  | Techline Copper .77 GPH Flow, 12” Emitter Spacing, 1,000' | 1 | 901.19 | 40 | 8 | L | 3661734424776
14698-000022 | 14693-000024 | TLHCVXR7-1801* | TLHCVXR7-1801* | Techline Copper .77 GPH Flow, 18” Emitter Spacing, 100' | 1 | 80.45 | 4 | 1.2 | L | 3661734424769
14698-000016 | 14693-000023 | TLHCVXR7-18025* | TLHCVXR7-18025* | Techline Copper .77 GPH Flow, 18” Emitter Spacing, 250' | 1 | 201.08 | 12 | 2.1 | L | 3661734424721
14693-000022 |  | TLHCVXR7-1805* |  | Techline Copper .77 GPH Flow, 18” Emitter Spacing, 500' | 1 | 402.14 | 20 | 4 | L | 3661734424707
14693-000021 |  | TLHCVXR7-1810 |  | Techline Copper .77 GPH Flow, 18” Emitter Spacing, 1,000' | 1 | 804.27 | 40 | 8 | L | 3661734438605
14693-000034 |  | TLHCVXR7-2410* |  | Techline Copper .77 GPH Flow, 24” Emitter Spacing, 1,000' | 1 | 787.57 | 40 | 8 | L | 3661734438612
19953-000196 |  | TLCVXR0025* |  | Techline Copper/CVXR Blank Tubing, 250' | 1 | 99.16 | 12 | 2.1 | L | 3661734442695
19953-000155 |  | TLCVXR010* |  | Techline Copper/CVXR Blank Tubing, 1,000' | 1 | 396.58 | 40 | 8 | L | 3661734442688
Techline HCVXR-RW Dripline
14698-000073 |  | TLHCVXR-RW3-1205* |  | Techline HCVXR-RW .33 GPH Flow, 12” Emitter Spacing, 500' | 1 | 575.36 | 12 | 2.1 | L | 3661734571524
14698-000046 |  | TLHCVXR-RW3-1210* |  | Techline HCVXR-RW .33 GPH Flow, 12” Emitter Spacing, 1,000' | 1 | 1150.71 | 40 | 8 | L | 3661734498982
14698-000074 |  | TLHCVXR-RW3-1805* |  | Techline HCVXR-RW .33 GPH Flow, 18” Emitter Spacing, 500' | 1 | 526.36 | 12 | 2.1 | L | 3661734571531
- |  | TLHCVXR-RW3-1810* |  | Techline HCVXR-RW .33 GPH Flow, 18” Emitter Spacing, 1,000' | 1 | Call for Quote | 40 | 8 | L | 3661734499002
14698-000075 |  | TLHCVXR-RW5-1205 |  | Techline HCVXR-RW .53 GPH Flow, 12” Emitter Spacing, 500' | 1 | 575.36 | 12 | 2.1 | L | 3661734571548
14698-000050 |  | TLHCVXR-RW5-1210 |  | Techline HCVXR-RW .53 GPH Flow, 12” Emitter Spacing, 1,000' | 1 | 1150.71 | 40 | 8 | L | 3661734499026
14698-000076 |  | TLHCVXR-RW5-1805* |  | Techline HCVXR-RW .53 GPH Flow, 18” Emitter Spacing, 500' | 1 | 526.36 | 12 | 2.1 | L | 3661734571555
14698-000052 |  | TLHCVXR-RW5-1810 |  | Techline HCVXR-RW .53 GPH Flow, 18” Emitter Spacing, 1,000' | 1 | 1052.69 | 40 | 8 | L | 3661734499040
14698-000077 |  | TLHCVXR-RW7-1205 |  | Techline HCVXR-RW .77 GPH Flow, 12” Emitter Spacing, 500' | 1 | 575.36 | 12 | 2.1 | L | 3661734571562
14698-000054 |  | TLHCVXR-RW7-1210 |  | Techline HCVXR-RW .77 GPH Flow, 12” Emitter Spacing, 1,000' | 1 | 1150.71 | 40 | 8 | L | 3661734499064
- |  | TLHCVXR-RW7-1805* |  | Techline HCVXR-RW .77 GPH Flow, 18” Emitter Spacing, 500' | 1 | Call for Quote | 12 | 2.1 | L | 3661734571579
14698-000056 |  | TLHCVXR-RW7-1810 |  | Techline HCVXR-RW .77 GPH Flow, 18” Emitter Spacing, 1,000' | 1 | 1052.69 | 40 | 8 | L | 3661734499088
14698-000062 | 19953-000208 | TLHCVXR-RW010* | TLHCVXR-RW010* | Techline HCVXR-RW Blank Tubing, 1,000' | 1 | 662.81 | 40 | 8 | L | 3661734499149
Techline HCVXR-RWP Dripline
- |  | TLHCVXR-RWP3-1205* |  | Techline HCVXR-RWP .33 GPH Flow, 12” Emitter Spacing, 500' | 1 | Call for Quote | 20 | 4 | L | 3661734538664
- |  | TLHCVXR-RWP3-1805* |  | Techline HCVXR-RWP .33 GPH Flow, 18” Emitter Spacing, 500' | 1 | Call for Quote | 20 | 4 | L | 3661734538671
14698-000065 |  | TLHCVXR-RWP5-1205 |  | Techline HCVXR-RWP .53 GPH Flow, 12” Emitter Spacing, 500' | 1 | 598.76 | 20 | 4 | L | 3661734538688
14698-000066 |  | TLHCVXR-RWP5-1805* |  | Techline HCVXR-RWP .53 GPH Flow, 18” Emitter Spacing, 500' | 1 | 545.29 | 20 | 4 | L | 3661734538695
14698-000067 |  | TLHCVXR-RWP7-1205* |  | Techline HCVXR-RWP .77 GPH Flow, 12” Emitter Spacing, 500' | 1 | 598.76 | 20 | 4 | L | 3661734538701
14698-000068 |  | TLHCVXR-RWP7-1805* |  | Techline HCVXR-RWP .77 GPH Flow, 18” Emitter Spacing, 500' | 1 | 545.29 | 20 | 4 | L | 3661734538718
19953-000246 |  | TLRWP0025 |  | Techline HCVXR-RWP Blank Tubing, 250' | 1 | 102.22 | 12 | 2.1 | L
17616-000054 | 19953-000203 | TLRWP010 | TLRWP010 | Techline HCVXR-RWP Blank Tubing, 1,000' | 1 | 408.83 | 20 | 4 | L | 3661734538756
Techline CVXR Dripline
14692-000001 |  | TLCVXR4-1201* |  | Techline CVXR .42 GPH Flow, 12" Emitter Spacing, 100' | 1 | 85 | 4 | 1.2 | L | 3665398785846
14692-000002 |  | TLCVXR4-12025* |  | Techline CVXR .42 GPH Flow, 12" Emitter Spacing, 250' | 1 | 212.5 | 12 | 2.1 | L | 3665398785853
14692-000003 |  | TLCVXR4-1210* |  | Techline CVXR .42 GPH Flow, 12" Emitter Spacing,1000' | 1 | 849.95 | 40 | 8 | L | 3665398785860
14692-000004 |  | TLCVXR6-1201* |  | Techline CVXR .61 GPH Flow, 12" Emitter Spacing, 100' | 1 | 85 | 4 | 1.2 | L | 3665398787659
14692-000005 |  | TLCVXR6-12025 |  | Techline CVXR .61 GPH Flow, 12" Emitter Spacing, 250' | 1 | 212.5 | 12 | 2.1 | L | 3665398787666
14692-000006 |  | TLCVXR6-1210 |  | Techline CVXR .61 GPH Flow, 12" Emitter Spacing, 1000' | 1 | 849.95 | 40 | 8 | L | 3665398787673
14692-000007 |  | TLCVXR9-1201* |  | Techline CVXR .92 GPH Flow, 12" Emitter Spacing, 100' | 1 | 85 | 4 | 1.2 | L | 3665398787680
14692-000008 |  | TLCVXR9-12025* |  | Techline CVXR .92 GPH Flow, 12" Emitter Spacing, 250' | 1 | 212.5 | 12 | 2.1 | L | 3665398788182
14692-000009 |  | TLCVXR9-1210* |  | Techline CVXR .92 GPH Flow, 12" Emitter Spacing, 1000' | 1 | 849.95 | 40 | 8 | L | 3665398788199
14692-000010 |  | TLCVXR4-1801* |  | Techline CVXR .42 GPH Flow, 18" Emitter Spacing, 100' | 1 | 75.76 | 4 | 1.2 | L | 3665398788205
14692-000011 |  | TLCVXR4-18025* |  | Techline CVXR .42 GPH Flow, 18" Emitter Spacing, 250' | 1 | 189.38 | 12 | 2.1 | L | 3665398788816
14692-000012 |  | TLCVXR4-1810 |  | Techline CVXR .42 GPH Flow, 18" Emitter Spacing, 1000' | 1 | 757.5 | 40 | 8 | L | 3665398788823
14692-000013 |  | TLCVXR6-1801* |  | Techline CVXR .61 GPH Flow, 18" Emitter Spacing, 100' | 1 | 75.76 | 4 | 1.2 | L | 3665398788830
14692-000018 |  | TLCVXR6-18025* |  | Techline CVXR .61 GPH Flow, 18" Emitter Spacing, 250' | 1 | 189.38 | 12 | 2.1 | L | 3665398788847
14692-000014 |  | TLCVXR6-1810* |  | Techline CVXR .61 GPH Flow, 18" Emitter Spacing, 1000' | 1 | 757.5 | 40 | 8 | L | 3665398788854
14692-000015 |  | TLCVXR9-1801* |  | Techline CVXR .92 GPH Flow, 18" Emitter Spacing, 100' | 1 | 75.76 | 4 | 1.2 | L | 3665398788861
14692-000016 |  | TLCVXR9-18025* |  | Techline CVXR .92 GPH Flow, 18" Emitter Spacing, 250' | 1 | 189.38 | 12 | 2.1 | L | 3665398788878
14692-000017 |  | TLCVXR9-1810* |  | Techline CVXR .92 GPH Flow, 18" Emitter Spacing, 1000' | 1 | 757.5 | 40 | 8 | L | 3665398788885
19953-000196 |  | TLCVXR0025* |  | Techline Copper/CVXR Blank Tubing, 250' | 1 | 99.16 | 12 | 2.1 | L | 3661734442695
19953-000155 |  | TLCVXR010* |  | Techline Copper/CVXR Blank Tubing, 1,000' | 1 | 396.58 | 40 | 8 | L | 3661734442688
Techline CV Dripline
14696-000093 |  | TLCV26-1201 |  | Techline CV .26 GPH Flow, 12" Emitter Spacing, 100' | 1 | 80.11 | 4 | 1.2 | L | 3661734857758
14696-000071 |  | TLCV26-12025 |  | Techline CV .26 GPH Flow, 12" Emitter Spacing, 250' | 1 | 200.25 | 12 | 2.1 | L | 3661734858045
14696-000072 |  | TLCV26-1210 |  | Techline CV .26 GPH Flow, 12" Emitter Spacing, 1,000' | 1 | 800.93 | 40 | 8 | L | 3661734857468
14696-000094 |  | TLCV26-1801 |  | Techline CV .26 GPH Flow, 18" Emitter Spacing, 100' | 1 | 71.19 | 4 | 1.2 | L | 3661734857901
14696-000073 |  | TLCV26-18025 |  | Techline CV .26 GPH Flow, 18" Emitter Spacing, 250' | 1 | 177.97 | 12 | 2.1 | L | 3661734858052
14696-000074 |  | TLCV26-1810 |  | Techline CV .26 GPH Flow, 18" Emitter Spacing, 1,000' | 1 | 711.82 | 40 | 8 | L | 3661734857475
14696-000095 |  | TLCV4-1201 |  | Techline CV .42 GPH Flow, 12" Emitter Spacing, 100' | 1 | 80.11 | 4 | 1.2 | L | 3661734857918
14696-000075 |  | TLCV4-12025 |  | Techline CV .42 GPH Flow, 12" Emitter Spacing, 250' | 1 | 200.25 | 12 | 2.1 | L | 3661734858069
14696-000076 |  | TLCV4-1210 |  | Techline CV .42 GPH Flow, 12" Emitter Spacing, 1,000' | 1 | 800.93 | 40 | 8 | L | 3661734857482
14696-000096 |  | TLCV4-1801 |  | Techline CV .42 GPH Flow, 18" Emitter Spacing, 100' | 1 | 71.19 | 4 | 1.2 | L | 3661734857734
14696-000077 |  | TLCV4-18025 |  | Techline CV .42 GPH Flow, 18" Emitter Spacing, 250' | 1 | 177.97 | 12 | 2.1 | L | 3661734858076
14696-000078 |  | TLCV4-1810 |  | Techline CV .42 GPH Flow, 18" Emitter Spacing, 1,000' | 1 | 711.82 | 40 | 8 | L | 3661734857505
14696-000097 |  | TLCV6-1201 |  | Techline CV .61 GPH Flow, 12" Emitter Spacing, 100' | 1 | 80.11 | 4 | 1.2 | L | 3661734857765
14696-000080 |  | TLCV6-12025 |  | Techline CV .61 GPH Flow, 12" Emitter Spacing, 250' | 1 | 200.25 | 12 | 2.1 | L | 3661734858083
14696-000103 |  | TLCV6-1205 |  | Techline CV .61 GPH Flow, 12" Emitter Spacing, 500' | 1 | 400.47 |  |  | L | 3661734900331
14696-000081 |  | TLCV6-1210 |  | Techline CV .61 GPH Flow, 12" Emitter Spacing, 1,000' | 1 | 800.93 | 40 | 8 | L | 3661734858038
14696-000098 |  | TLCV6-1801 |  | Techline CV .61 GPH Flow, 18" Emitter Spacing, 100' | 1 | 71.19 | 4 | 1.2 | L | 3661734857741
14696-000082 |  | TLCV6-18025 |  | Techline CV .61 GPH Flow, 18" Emitter Spacing, 250' | 1 | 177.97 | 12 | 2.1 | L | 3661734857956
14696-000104 |  | TLCV6-1805 |  | Techline CV .61 GPH Flow, 18" Emitter Spacing, 500' | 1 | 355.92 | 20 | 4 | L | 3661734900348
14696-000083 |  | TLCV6-1810 |  | Techline CV .61 GPH Flow, 18" Emitter Spacing, 1,000' | 1 | 711.82 | 40 | 8 | L | 3661734857963
14696-000099 |  | TLCV6-2401* |  | Techline CV .61 GPH Flow, 24" Emitter Spacing, 100' | 1 | 69.75 | 4 | 1.2 | L | 3661734857772
14696-000084 |  | TLCV6-24025 |  | Techline CV .61 GPH Flow, 24" Emitter Spacing, 250' | 1 | 174.35 | 12 | 2.1 | L | 3661734858090
14696-000085 |  | TLCV6-2410 |  | Techline CV .61 GPH Flow, 24" Emitter Spacing, 1,000' | 1 | 697.34 | 40 | 8 | L | 3661734858106
14696-000100 |  | TLCV9-1201 |  | Techline CV .92 GPH Flow, 12" Emitter Spacing, 100' | 1 | 80.11 | 4 | 1.2 | L | 3661734856881
14696-000086 |  | TLCV9-12025 |  | Techline CV .92 GPH Flow, 12" Emitter Spacing, 250' | 1 | 200.25 | 12 | 2.1 | L | 3661734858212
14696-000105 |  | TLCV9-1205 |  | Techline CV .92 GPH Flow, 12" Emitter Spacing, 500' | 1 | 400.47 | 20 | 4 | L | 3661734900355
14696-000087 |  | TLCV9-1210 |  | Techline CV .92 GPH Flow, 12" Emitter Spacing, 1,000' | 1 | 800.93 | 40 | 8 | L | 3661734858236
14696-000101 |  | TLCV9-1801 |  | Techline CV .92 GPH Flow, 18" Emitter Spacing, 100' | 1 | 71.19 | 4 | 1.2 | L | 3661734856898
14696-000088 |  | TLCV9-18025 |  | Techline CV .92 GPH Flow, 18" Emitter Spacing, 250' | 1 | 177.97 | 12 | 2.1 | L | 3661734858243
14696-000106 |  | TLCV9-1805 |  | Techline CV .92 GPH Flow, 18" Emitter Spacing, 500' | 1 | 355.92 | 20 | 4 | L | 3661734900362
14696-000089 |  | TLCV9-1810 |  | Techline CV .92 GPH Flow, 18" Emitter Spacing, 1,000' | 1 | 711.82 | 40 | 8 | L | 3661734858250
14696-000102 |  | TLCV9-2401* |  | Techline CV .92 GPH Flow, 24" Emitter Spacing, 100' | 1 | 69.75 | 4 | 1.2 | L | 3661734858014
14696-000090 |  | TLCV9-24025 |  | Techline CV .92 GPH Flow, 24" Emitter Spacing, 250' | 1 | 174.35 | 12 | 2.1 | L | 3661734858267
14696-000091 |  | TLCV9-2410 |  | Techline CV .92 GPH Flow, 24" Emitter Spacing, 1,000' | 1 | 697.34 | 40 | 8 | L | 3661734858021
14696-000092 | 19953-000197 | TLCV001 | TLCV001 | Techline CV Blank Tubing, 100' | 1 | 37.1 | 4 | 1.2 | L | 3661734857895
14696-000069 | 19953-000214 | TLCV0025 | TLCV0025 | Techline CV Blank Tubing, 250' | 1 | 92.75 | 12 | 2.1 | L | 3661734856904
14696-000107 | 19953-000215 | TLCV005 | TLCV005 | Techline CV Blank Tubing, 500' | 1 | 185.49 | 20 | 4 | L | 3661734900379
14696-000070 | 19953-000216 | TLCV010 | TLCV010 | Techline CV Blank Tubing, 1,000' | 1 | 370.95 | 40 | 8 | L | 3661734857451
Techline DL Dripline | [8 empty] | L
17616-000056 |  | TLDL26-1201* |  | Techline DL .26 GPH Flow, 12" Emitter Spacing, 100' | 1 | 66.07 | 4 | 1.2 | L | 3661734900249
17616-000064 |  | TLDL26-12025* |  | Techline DL .26 GPH Flow, 12" Emitter Spacing, 250' | 1 | 165.16 | 12 | 2.1 | L | 3661734900409
17616-000055 |  | TLDL26-1210* |  | Techline DL .26 GPH Flow, 12" Emitter Spacing, 1,000' | 1 | 660.58 | 40 | 8 | L | 3661734900232
- |  | TLDL26-1801* |  | Techline DL .26 GPH Flow, 18" Emitter Spacing, 100' | 1 | Call for Quote | 4 | 1.2 | L | 3661734900256
17616-000059 |  | TLDL26-18025* |  | Techline DL .26 GPH Flow, 18" Emitter Spacing, 250' | 1 | 165.16 | 12 | 2.1 | L | 3661734900270
- |  | TLDL26-1810 |  | Techline DL .26 GPH Flow, 18" Emitter Spacing, 1,000' | 1 | Call for Quote | 40 | 8 | L | 3661734900263
17616-000005 |  | TLDL4-1201 |  | Techline DL .42 GPH Flow, 12" Emitter Spacing, 100' | 1 | 66.07 | 4 | 1.2 | L | 3661734887373
17616-000006 |  | TLDL4-12025 |  | Techline DL .42 GPH Flow, 12" Emitter Spacing, 250' | 1 | 165.16 | 12 | 2.1 | L | 3661734882170
17616-000007 |  | TLDL4-1210 |  | Techline DL .42 GPH Flow, 12" Emitter Spacing, 1,000' | 1 | 660.58 | 40 | 8 | L | 3661734882224
- |  | TLDL4-1801* |  | Techline DL .42 GPH Flow, 18" Emitter Spacing, 100' | 1 | Call for Quote | 4 | 1.2 | L | 3661734887410
17616-000009 |  | TLDL4-18025 |  | Techline DL .42 GPH Flow, 18" Emitter Spacing, 250' | 1 | 165.16 | 12 | 2.1 | L | 3661734887212
17616-000010 |  | TLDL4-1810* |  | Techline DL .42 GPH Flow, 18" Emitter Spacing, 1,000' | 1 | 660.58 | 40 | 8 | L | 3661734887229
17616-000011 |  | TLDL6-1201 |  | Techline DL .61 GPH Flow, 12" Emitter Spacing, 100' | 1 | 66.07 | 4 | 1.2 | L | 3661734887250
17616-000012 |  | TLDL6-12025 |  | Techline DL .61 GPH Flow, 12" Emitter Spacing, 250' | 1 | 165.16 | 12 | 2.1 | L | 3661734886871
17616-000043 |  | TLDL6-1205 |  | Techline DL .61 GPH Flow, 12" Emitter Spacing, 500' | 1 | 330.3 | 20 | 4 | L | 3661734887120
17616-000013 |  | TLDL6-1210 |  | Techline DL .61 GPH Flow, 12" Emitter Spacing, 1,000' | 1 | 660.58 | 40 | 8 | L | 3661734886888
17616-000015 |  | TLDL6-1801 |  | Techline DL .61 GPH Flow, 18" Emitter Spacing, 100' | 1 | 66.07 | 4 | 1.2 | L | 3661734887243
17616-000016 |  | TLDL6-18025 |  | Techline DL .61 GPH Flow, 18" Emitter Spacing, 250' | 1 | 165.16 | 12 | 2.1 | L | 3661734887267
17616-000044 |  | TLDL6-1805 |  | Techline DL .61 GPH Flow, 18" Emitter Spacing, 500' | 1 | 330.3 | 20 | 8 | L | 3661734887151
17616-000017 |  | TLDL6-1810 |  | Techline DL .61 GPH Flow, 18" Emitter Spacing, 1,000' | 1 | 660.58 | 40 | 8 | L | 3661734887274
17616-000018 |  | TLDL6-2401* |  | Techline DL .61 GPH Flow, 24" Emitter Spacing, 100' | 1 | 66.07 | 4 | 1.2 | L | 3661734887380
17616-000019 |  | TLDL6-24025* |  | Techline DL .61 GPH Flow, 24" Emitter Spacing, 250' | 1 | 165.16 | 12 | 2.1 | L | 3661734887281
17616-000020 |  | TLDL6-2410* |  | Techline DL .61 GPH Flow, 24" Emitter Spacing, 1,000' | 1 | 660.58 | 40 | 8 | L | 3661734887298
17616-000021 |  | TLDL9-1201 |  | Techline DL .92 GPH Flow, 12" Emitter Spacing, 100' | 1 | 66.07 | 4 | 1.2 | L | 3661734887540
17616-000022 |  | TLDL9-12025 |  | Techline DL .92 GPH Flow, 12" Emitter Spacing, 250' | 1 | 165.16 | 12 | 2.1 | L | 3661734886895
17616-000045 |  | TLDL9-1205 |  | Techline DL .92 GPH Flow, 12" Emitter Spacing, 500' | 1 | 330.3 | 20 | 4 | L | 3661734887144
17616-000023 |  | TLDL9-1210 |  | Techline DL .92 GPH Flow, 12" Emitter Spacing, 1,000' | 1 | 660.58 | 40 | 8 | L | 3661734886901
17616-000025 |  | TLDL9-1801* |  | Techline DL .92 GPH Flow, 18" Emitter Spacing, 100' | 1 | 66.07 | 4 | 1.2 | L | 3661734887397
17616-000026 |  | TLDL9-18025 |  | Techline DL .92 GPH Flow, 18" Emitter Spacing, 250' | 1 | 165.16 | 12 | 2.1 | L | 3661734887311
17616-000046 |  | TLDL9-1805 |  | Techline DL .92 GPH Flow, 18" Emitter Spacing, 500' | 1 | 330.3 | 20 | 4 | L | 3661734887168
17616-000027 |  | TLDL9-1810* |  | Techline DL .92 GPH Flow, 18" Emitter Spacing, 1,000' | 1 | 660.58 | 40 | 8 | L | 3661734887328
- |  | TLDL9-2401* |  | Techline DL .92 GPH Flow, 24" Emitter Spacing, 100' | 1 | Call for Quote | 4 | 1.2 | L | 3661734887403
17616-000030 |  | TLDL9-24025* |  | Techline DL .92 GPH Flow, 24" Emitter Spacing, 250' | 1 | 165.16 | 12 | 2.1 | L | 3661734887342
17616-000031 |  | TLDL9-2410* |  | Techline DL .92 GPH Flow, 24" Emitter Spacing, 1,000' | 1 | 660.58 | 40 | 8 | L | 3661734887359
17616-000002 | 19953-000198 | TLDL001 | TLDL001 | Techline DL Blank Tubing, 100' | 1 | 35.65 | 4 | 1.2 | L | 3661734881760
17616-000003 | 19953-000199 | TLDL0025 | TLDL0025 | Techline DL Blank Tubing, 250' | 1 | 89.13 | 12 | 2.1 | L | 3661734881609
17616-000047 | 19953-000201 | TLDL005 | TLDL005 | Techline DL Blank Tubing, 500' | 1 | 178.24 | 20 | 4 | L | 3661734887175
17616-000004 | 19953-000200 | TLDL010 | TLDL010 | Techline DL Blank Tubing, 1,000' | 1 | 356.47 | 40 | 8 | L | 3661734882217
Techline RW Dripline | [8 empty] | L
- |  | TLRW26-1210* |  | Techline RW .26 GPH Flow, 12" Emitter Spacing, 1,000' | 1 | Call for Quote | 38 | 8 | L | 3661734900287
- |  | TLRW26-1810* |  | Techline RW .26 GPH Flow, 18" Emitter Spacing, 1,000' | 1 | Call for Quote | 37 | 8 | L | 3661734900300
17616-000034 |  | TLRW4-1210 |  | Techline RW .42 GPH Flow, 12" Emitter Spacing, 1,000' | 1 | 875.57 | 38 | 8 | L | 3661734887571
17616-000066 |  | TLRW4-18025* |  | Techline RW .42 GPH Flow, 18" Emitter Spacing, 250' | 1 | 188 | 12 | 2.1 | L | 3661734288088
17616-000035 |  | TLRW4-1810 |  | Techline RW .42 GPH Flow, 18" Emitter Spacing, 1,000' | 1 | 751.92 | 37 | 8 | L | 3661734887588
17616-000067 |  | TLRW6-12025 |  | Techline RW .61 GPH Flow, 12" Emitter Spacing, 250' | 1 | 218.91 | 12 | 2.1 | L | 3661734288095
17616-000037 |  | TLRW6-1210 |  | Techline RW .61 GPH Flow, 12" Emitter Spacing, 1,000' | 1 | 875.57 | 38 | 8 | L | 3661734887601
17616-000038 |  | TLRW6-1810 |  | Techline RW .61 GPH Flow, 18" Emitter Spacing, 1,000' | 1 | 751.92 | 37 | 8 | L | 3661734887618
17616-000039 |  | TLRW6-2410 |  | Techline RW .61 GPH Flow, 24" Emitter Spacing, 1,000' | 1 | 661.69 | 36 | 8 | L | 3661734887625
17616-000069 |  | TLRW9-12025 |  | Techline RW .92 GPH Flow, 12" Emitter Spacing, 250' | 1 | 218.91 | 12 | 2.1 | L | 3661734288118
17616-000040 |  | TLRW9-1210 |  | Techline RW .92 GPH Flow, 12" Emitter Spacing, 1,000' | 1 | 875.57 | 38 | 8 | L | 3661734887632
17616-000041 |  | TLRW9-1810* |  | Techline RW .92 GPH Flow, 18" Emitter Spacing, 1,000' | 1 | 751.92 | 37 | 8 | L | 3661734887649
17616-000042 |  | TLRW9-2410* |  | Techline RW .92 GPH Flow, 24" Emitter Spacing, 1,000' | 1 | 661.69 | 36 | 8 | L | 3661734887557
17616-000033 | 19953-000202 | TLRW010 | TLRW010 | Techline RW Blank Tubing, 1,000' | 1 | 387.66 | 40 | 8 | L | 3661734887564
Techline RWP Dripline (not for use with wastewater) | [8 empty] | L
- |  | TLRWP26-1210* |  | Techline RWP .26 GPH Flow, 12” Emitter Spacing, 1,000' | 1 | Call for Quote | 38 | 8 | L | 3661734900317
17616-000063 |  | TLRWP26-1810* |  | Techline RWP .26 GPH Flow, 18” Emitter Spacing, 1,000' | 1 | Call for Quote | 37 | 8 | L | 3661734900324
17616-000048 |  | TLRWP4-1210* |  | Techline RWP .4 GPH Flow, 12” Emitter Spacing, 1,000' | 1 | 919.02 | 38 | 8 | L | 3661734892872
17616-000049 |  | TLRWP4-1810* |  | Techline RWP .4 GPH Flow, 18” Emitter Spacing, 1,000' | 1 | 788.68 | 37 | 8 | L | 3661734892889
- |  | TLRWP4-2410* |  | Techline RWP .4 GPH Flow, 24" Emitter Spacing, 1,000' | 1 | Call for Quote | 36 | 8 | L | 3661734518628
17616-000073 |  | TLRWP6-12025 |  | Techline RWP .6 GPH Flow, 12” Emitter Spacing, 250' | 1 | 229.77 | 12 | 2.1 | L | 3661734288484
17616-000052 |  | TLRWP6-1210 |  | Techline RWP .6 GPH Flow, 12” Emitter Spacing, 1,000' | 1 | 919.02 | 38 | 8 | L | 3661734892926
17616-000074 |  | TLRWP6-18025* |  | Techline RWP .6 GPH Flow, 18” Emitter Spacing, 250' | 1 | 197.17 | 12 | 2.1 | L | 3661734288491
17616-000053 |  | TLRWP6-1810 |  | Techline RWP .6 GPH Flow, 18” Emitter Spacing, 1,000' | 1 | 788.68 | 37 | 8 | L | 3661734892933
17616-000085 |  | TLRWP6-2410* |  | Techline RWP .6 GPH Flow, 24" Emitter Spacing, 1,000' | 1 | 701.79 | 36 | 8 | L
17616-000075 |  | TLRWP9-12025 |  | Techline RWP .9 GPH Flow, 12” Emitter Spacing, 250' | 1 | 229.77 | 12 | 2.14 | L | 3661734288507
17616-000050 |  | TLRWP9-1210 |  | Techline RWP .9 GPH Flow, 12” Emitter Spacing, 1,000' | 1 | 919.02 | 38 | 8 | L | 3661734892896
17616-000076 |  | TLRWP9-18025* |  | Techline RWP .9 GPH Flow, 18” Emitter Spacing, 250' | 1 | 197.17 | 12 | 2.1 | L | 3661734288514
17616-000051 |  | TLRWP9-1810 |  | Techline RWP .9 GPH Flow, 18” Emitter Spacing, 1,000' | 1 | 788.68 | 37 | 8 | L | 3661734892902
- |  | TLRWP9-2410* |  | Techline RWP .9 GPH Flow, 24" Emitter Spacing, 1,000' | 1 | 701.79 | 36 | 8 | L
17616-000054 |  | TLRWP010 |  | Techline HCVXR-RWP Blank Tubing, 1,000' | 1 | 408.83 | 40 | 8 | L | 3661734892940
Techline EZ Dripline | [8 empty] | L
10051-000001 |  | TLEZ26-0603 |  | Techline EZ .26 GPH Flow, 6” Emitter Spacing, 300' | 1 | 140.04 | 7.6 | 1.18 | L | 3661734796705
10051-000002 |  | TLEZ26-0605* |  | Techline EZ .26 GPH Flow, 6” Emitter Spacing, 500' | 1 | 233.39 | 12.6 | 1.47 | L | 3661734812429
10051-000003 |  | TLEZ26-0610 |  | Techline EZ .26 GPH Flow, 6” Emitter Spacing, 1,000' | 1 | 466.75 | 25.3 | 1.87 | L | 3661734812436
10051-000004 |  | TLEZ26-1203* |  | Techline EZ .26 GPH Flow, 12” Emitter Spacing, 300 ' | 1 | 140.04 | 7.6 | 1.18 | L | 3661734812498
10051-000005 |  | TLEZ26-1205* |  | Techline EZ .26 GPH Flow, 12” Emitter Spacing, 500' | 1 | 233.39 | 12.6 | 1.47 | L | 3661734827515
- |  | TLEZ26-1210* |  | Techline EZ .26 GPH Flow, 12” Emitter Spacing, 1,000' | 1 | Call for Quote | 25.3 | 1.87 | L | 3661734845021
- |  | TLEZ26-1803* |  | Techline EZ .26 GPH Flow, 18” Emitter Spacing, 300' | 1 | Call for Quote | 7.6 | 1.18 | L | 3661734845038
- |  | TLEZ26-1805* |  | Techline EZ .26 GPH Flow, 18” Emitter Spacing, 500' | 1 | Call for Quote | 12.6 | 1.47 | L | 3661734845045
- |  | TLEZ26-1810* |  | Techline EZ .26 GPH Flow, 18” Emitter Spacing, 1,000' | 1 | Call for Quote | 25.3 | 1.87 | L | 3661734845052
10051-000010 |  | TLEZ4-0602 |  | Techline EZ .42 GPH Flow, 6” Emitter Spacing, 200 ' | 1 | 93.36 | 5.1 | 1.41 | L | 3661734845069
10051-000011 |  | TLEZ4-0605 |  | Techline EZ .42 GPH Flow, 6” Emitter Spacing, 500' | 1 | 233.39 | 12.6 | 1.47 | L | 3661734845076
10051-000012 |  | TLEZ4-0610 |  | Techline EZ .42 GPH Flow, 6” Emitter Spacing, 1,000' | 1 | 466.75 | 25.3 | 1.87 | L | 3661734845441
10051-000013 |  | TLEZ4-1202 |  | Techline EZ .42 GPH Flow, 12” Emitter Spacing, 200' | 1 | 93.36 | 5.41 | 1.41 | L | 3661734845458
10051-000014 |  | TLEZ4-1205 |  | Techline EZ .42 GPH Flow, 12” Emitter Spacing, 500' | 1 | 233.39 | 12.6 | 1.47 | L | 3661734845465
10051-000015 |  | TLEZ4-1210 |  | Techline EZ .42 GPH Flow, 12” Emitter Spacing, 1,000' | 1 | 466.75 | 25.3 | 1.87 | L | 3661734845540
10051-000016 |  | TLEZ4-1802* |  | Techline EZ .42 GPH Flow, 18” Emitter Spacing, 200' | 1 | 93.36 | 7.6 | 1.41 | L | 3661734845557
10051-000017 |  | TLEZ4-1805* |  | Techline EZ .42 GPH Flow, 18” Emitter Spacing, 500' | 1 | 233.39 | 12.6 | 1.47 | L | 3661734845564
10051-000018 |  | TLEZ4-1810* |  | Techline EZ .42 GPH Flow, 18” Emitter Spacing, 1,000' | 1 | 466.75 | 25.3 | 1.87 | L | 3661734845571
10051-000019 |  | TLEZ6-1203 |  | Techline EZ .61 GPH Flow, 12” Emitter Spacing, 300' | 1 | 140.04 | 7.6 | 1.18 | L | 3661734845588
10051-000020 |  | TLEZ6-1205 |  | Techline EZ .61 GPH Flow, 12” Emitter Spacing, 500' | 1 | 233.39 | 12.6 | 1.47 | L | 3661734845595
10051-000021 |  | TLEZ6-1210* |  | Techline EZ .61 GPH Flow, 12” Emitter Spacing, 1,000' | 1 | 466.75 | 25.3 | 1.87 | L | 3661734845601
10051-000022 |  | TLEZ6-18025* |  | Techline EZ .61 GPH Flow, 18” Emitter Spacing, 250' | 1 | 116.7 | 6.3 | 1.26 | L | 3661734845618
10051-000023 |  | TLEZ6-1805* |  | Techline EZ .61 GPH Flow, 18” Emitter Spacing, 500' | 1 | 233.39 | 12.6 | 1.47 | L | 3661734845625
- |  | TLEZ6-1810* |  | Techline EZ .61 GPH Flow, 18” Emitter Spacing, 1,000' | 1 | Call for Quote | 25.3 | 1.87 | L | 3661734845632
10051-000025 |  | TLEZ9-1202 |  | Techline EZ .92 GPH Flow, 12” Emitter Spacing, 200' | 1 | 93.36 | 5.1 | 1.41 | L | 3661734845649
10051-000026 |  | TLEZ9-1205 |  | Techline EZ .92 GPH Flow, 12” Emitter Spacing, 500' | 1 | 233.39 | 12.6 | 1.47 | L | 3661734845656
10051-000027 |  | TLEZ9-1210 |  | Techline EZ .92 GPH Flow, 12” Emitter Spacing, 1,000' | 1 | 466.75 | 25.3 | 1.87 | L | 3661734845502
10051-000028 |  | TLEZ9-1802* |  | Techline EZ .92 GPH Flow, 18” Emitter Spacing, 200' | 1 | 93.36 | 5.1 | 1.41 | L | 3661734845496
- |  | TLEZ9-1805* |  | Techline EZ .92 GPH Flow, 18” Emitter Spacing, 500' | 1 | Call for Quote | 12.6 | 1.47 | L | 3661734845489
- |  | TLEZ9-1810* |  | Techline EZ .92 GPH Flow, 18” Emitter Spacing, 1,000' | 1 | Call for Quote | 25.3 | 1.87 | L | 3661734845472
10051-000031 |  | TLEZ0025 |  | Techline EZ Blank Tubing, 250' | 1 | 49.02 | 6 | 1.26 | L | 3661734846110
10051-000032 |  | TLEZ005 |  | Techline EZ Blank Tubing, 500' | 1 | 98.03 | 12 | 1.47 | L | 3661734845663
17mm Dripline Fittings
32500-003805 | 00135-000810 | TLCOUP | TLCOUP | 17mm Insert Coupling (Bag of 25 ea) | 25 | 14.63 | 0.38 | 0.03 | L | 7291015401972
| 00135-000820 |  | TLCOUP-B | 17mm Insert Coupling (Box Qty 500 - 20 Bags of 25 ea) | 500 | 282 | 8.33 | 0.5 | L | 3661734287210
32500-005915 | 00135-000840 | TLELL | TLELL | 17mm Insert Elbow (Bag of 25 ea) | 25 | 19.39 | 0.38 | 0.07 | L | 3661734296458
| 00135-000845 |  | TLELL-B | 17mm Insert Elbow (Box Qty 500 - 20 Bags of 25 ea) | 500 | 374 | 8.33 | 0.5 | L | 3661734296465
32500-004915 | 00135-000860 | TLTEE | TLTEE | 17mm Insert Tee (Bag of 25 ea) | 25 | 20.88 | 0.44 | 0.07 | L | 3661734298636
| 00135-000870 |  | TLTEE-B | 17mm Insert Tee (Box Qty 500 - 20 Bags of 25 ea) | 500 | 410 | 9.81 | 1 | L | 3661734298643
32500-004420 |  | TL050MA |  | 17mm Male Adapter 1/2" (Bag of 25 ea) | 25 | 21.58 | 0.68 | 0.07 | L | 7291015484852
32500-004494 |  | TL075MA |  | 17mm Male Adapter 3/4" (Bag of 25 ea) | 25 | 22.71 | 0.88 | 0.07 | L | 7291015484838
32500-004605 |  | TL2W075MA |  | 17mm "V" 2 Way Insert x 3/4" MPT (Bag of 10 ea) | 10 | 17.38 | 1 | 0.09 | L | 7291015484814
32500-006310 |  | TLCROS |  | 17mm Insert Cross (Bag of 25 ea) | 25 | 34.65 | 0.5 | 0.07 | L | 7291015484760
32500-013015 |  | TLFIG8 |  | 17mm 1/2" Figure Eight Line End (Bag of 25 ea) | 25 | 6.91 | 0.19 | 0.03 | L | 7291015401910
32000-006015 |  | TLDPLUG |  | 17mm Emitter Plug (Bag of 25 ea) | 25 | 5.38 | 0.13 | 0.01 | L | 7291015402115
00005-008975 |  | TLSOV |  | 17mm Shut-Off Valve (Ins x Ins) (Bag of 10 ea) | 10 | 57 | 0.5 | 0.05 | L | 7291015543788
17mm TechLock Dripline Fittings
32500-080010 |  | TLCKCOUP |  | 17mm TechLock Coupling (Bag of 25 ea) | 25 | 56.78 | 0.4 | 0.03 | L | 3661734582421
32500-080020 |  | TLCKELL |  | 17mm TechLock Elbow (Bag of 25 ea) | 25 | 80.07 | 0.43 | 0.07 | L | 3661734582445
32500-080030 |  | TLCKTEE |  | 17mm TechLock Tee (Bag of 25 ea) | 25 | 101 | 0.45 | 0.1 | L | 3661734582469
32500-080000 |  | TLCK075MA |  | 17mm TechLock Male Adapter 3/4" (Bag of 25 ea) | 25 | 49.41 | 0.41 | 0.04 | L | 3661734582407
12mm Dripline Fittings
32500-002239 |  | T12COUP |  | 12mm Insert Coupling (Bag of 25 ea) | 25 | 11.36 | 0.25 | 0.07 | L | 3661734807371
32500-003239 |  | T12ELL |  | 12mm Insert Elbow (Bag of 25 ea) | 25 | 17.04 | 0.23 | 0.05 | L | 3661734807470
32500-002497 |  | T12TEE |  | 12mm Insert Tee (Bag of 25 ea) | 25 | 17.61 | 0.3 | 0.07 | L | 3661734807777
32500-003190 |  | T12CROSS |  | 12mm Insert Cross (Bag of 25 ea) | 25 | 36.34 | 0.74 | 0.07 | L | 3661734860246
32500-002284 |  | T12050MA |  | 12mm Male Adapter 1/2” (Bag of 25 ea) | 25 | 19.88 | 0.63 | 0.07 | L | 3661734807579
32500-002440 |  | T12075MA |  | 12mm Male Adapter 3/4” (Bag of 25 ea) | 25 | 21.02 | 0.74 | 0.07 | L | 3661734807678
32500-002740 |  | T12075FTEE |  | 12mm Combination Tee (Ins x Ins x 3/4” FPT) (Bag of 10 ea) | 10 | 20.97 | 0.62 | 0.07 | L | 3661734808026
32500-003695 |  | T12IAPE-B |  | 12mm Insert Adapter for 1” or Larger PE (requires an 8mm punch) (Bag of 50 ea) | 50 | 76.66 | 0.53 | 0.07 | L | 3661734807920
32500-004085 |  | T12RCOUP |  | 12mm x 17mm (Red)ucing Coupling (Bag of 25 ea) | 25 | 19.88 | 0.29 | 0.07 | L | 3661734808279
32500-003545 |  | T12FIG8 |  | 12mm Figure Eight Line End (Bag of 25 ea) | 25 | 7.4 | 0.13 | 0.07 | L | 3661734808170
32500-000820 |  | T12SOV |  | 12mm Shut-Off Valve (Ins x Ins) (Bag of 10 ea) | 10 | 46.52 | 0.71 | 0.07 | L | 3661734814102
00135-000925 |  | T12COMBOPACK3 |  | 12mm Fittings Pack: Insert Tee, "v" 2-Way Insert x 3/4" MPT, Manual Flush Valve | 1 | 7 | 0.25 | 0.07 | L | 3661734857529
00135-000950 |  | T12COMBOPACK4 |  | 12mm Fittings Pack: Insert Tee, Combination Tee, Insert Coupling, Manual Flush Valve | 1 | 7.85 | 0.27 | 0.07 | L | 3661734857512
Staples
00135-002160 | 78201-011330 | TLS6-25 | TLS6 | 6" Soil Staple (Bag of 25 ea) | 25 | 6.81 | 1 | 0.07 | L | 3661734564298
00135-002161 |  | TLS6-100 |  | 6" Soil Staple (Bag of 100 ea) | 100 | 27.19 | 3.75 | 0.2 | Ll | 3661734564304
00135-002162 |  | TLS6-1000 |  | 6" Soil Staples Bulk (Box Qty 1,000 Unit Pack) | 1000 | 273 | 39 | 0.38 | L | 3661734566292
Installation Tools
00135-000720 |  | GAUGE30 |  | 0-30 psi Liquid Filled Pressure Gauge | 1 | 91.82 | 0.56 | 0.01 | I | 7291015550564
00135-000710 |  | GAUGE100 |  | 0-100 psi Liquid Filled Pressure Gauge | 1 | 91.82 | 0.56 | 0.01 | I | 7291015550557
76601-001050 |  | 61APS1/8 |  | Shrader Valve with 1/8” MPT | 1 | 8.5 | 0.56 | 0.01 | I | 7291015537374
75600-004400 |  | 6809091 |  | Pressure Gauge Needle with ¼” FPT. | 1 | 52.47 | 0.01 | 0.01 | I | 7291015218037
76601-005390 |  | WBTD |  | Wheelbarrow Tubing Dispenser | 1 | 3549 | 75 | 42.53 | I | 7291015561706
45000-002750 |  | TDBIT16.5 |  | Drill bit for PVC - 16.5mm, 5/8” (Bag of 1 ea) | 1 | 48.9 | 0.06 | 0.01 | I | 7291015085059
Air/Vacuum Relief Vents
71000-016720 |  | TLAVRV |  | Air/Vacuum Relief Vent 1/2" MPT (Bag of 10) | 1 | 163 | 0.25 |  | N | 7291015544402
70561-001530 | 70561-000860 | TL65ARIA075 | 65ARIA75SV | Guardian 3/4" Air/Vacuum Relief Vent w/ schrader valve (sold in box quantity) | 24 | 78.36 | 0.22 |  | N | 7291015397275
70561-001535 | 70561-004820 | TL65ARIA100 | 65ARIA1SV | Guardian 1" Air/Vacuum Relief Vent w/ schrader valve (sold in box quantity) | 24 | 78.36 | 0.35 |  | N | 7291015673546
70561-001525 | 70561-000081 | TL65ARIA2 | 65ARIA2SV | Guardian 2" Air/Vacuum Relief Vent w/ schrader valve (sold in box quantity) | 12 | 84.04 | 0.44 |  | N | 7291015673553
Combination Air Vents
70561-000800 |  | AV-COMBO-050 |  | Mini 1/2" Combination Air Vent | 1 | 76.09 | 0.32 |  | N | 7291015418369
70561-000850 |  | AV-COMBO-075 |  | Mini 3/4" Combination Air Vent | 1 | 82.9 | 0.32 |  | N | 3661734057516
70561-001540 | 70561-000076 | TL65ARIB1-150 | 65ARIB1SV | Combination 1" Air Vent w/ schrader valve (sold in box quantity) | 6 | 235 | 0.65 |  | N | 3661734135009
Automatic Flush Valve
32000-007860 |  | TL050MFV-1 |  | Automatic Flush Valve 1/2" MPT Inlet | 1 | 25.76 | 0.25 | 0.07 | I | 7291015618547
32000-007920 |  | TLFV-1 |  | Automatic Flush Valve Insert Inlet | 1 | 25.76 | 0.25 | 0.07 | I | 7291015541135
In-Line Check Valve
32000-003565 |  | TLCV050M1-B |  | 1/2" MPT In-Line Check Valve - Black (Bag of 10) | 10 | 56.15 | 0.2 | 0.1 | I | 7291015734865
Operation/Pressure Indicator Stakes
32000-002600 |  | 10-F-01 |  | Operation Pressure Indicator Stake for use with Techline DL and EZ systems | 1 | 9.14 | 0.01 | 0.35 | I | 7291015060254
00135-001100 |  | 10-CV-01 |  | Operation Pressure Indicator Stake for use with Techline HCVXR and CV Systems | 1 | 9.14 | 1.5 | 0.35 | I | 7291015561492
Control Zone Kits
76601-005322 |  | LVCZS8010075-LF |  | 1" Valve, 3/4" Low Flow Pressure Regulator, 3/4" Disc Filter | 1 | 138 | 1.75 | - | N | 3661734761369
76601-005325 |  | LVCZS8010075-LF-B |  | 1" Valve, 3/4" Low Flow Pressure Regulator, 3/4" Disc Filter (Box of 6) | 6 | 775 | 11.5 | - | N | 3661734879521
76601-005413 |  | LVCZ10075-HFHP |  | 1" Valve, 3/4" High Flow Pressure Regulator, 3/4" Disc Filter | 1 | 138 | 1.75 | - | N | 3661734484381
76601-005411 |  | LVCZ10075-HFHP-B |  | 1" Valve, 3/4" High Flow Pressure Regulator, 3/4" Disc Filter (Box of 6) | 6 | 775 | 11.5 | - | N | 3661734484787
76601-005405 |  | LVCZ-150HP |  | 1 1/2" Valve, 1 1/2" High Flow Pressure Regulator, 1 1/2" Disc Filter | 1 | 470 | 2 | - | N | 3661734483711
76601-005330 |  | LVCZNV10075-LF |  | 3/4" Low Flow Pressure Regulator, 3/4" Disc Filter | 1 | 66.34 | 0.9 | - | N | 3661734104654
76601-005335 |  | LVCZNV10075-LF-B |  | 3/4" Low Flow Pressure Regulator, 3/4" Disc Filter (Box of 10) | 10 | 611 | 10 | - | N | 3661734879552
76601-005414 |  | LVCZNV10075-HFHP |  | 3/4" High Flow Pressure Regulator, 3/4" Disc Filter | 1 | 66.34 | 0.9 | - | N | 3661734484398
76601-005416 |  | LVCZNV10075-HFHP-B |  | 3/4" High Flow Pressure Regulator, 3/4" Disc Filter (Box of 10) | 10 | 611 | 10 | - | N | 3661734484800
76601-005407 |  | LVCZ-150HP-NV |  | 1 1/2" High Flow Pressure Regulator, 1 1/2" Disc Filter | 1 | 315 | 1.15 | - | N | 3661734483728
76601-005333 |  | LVCZS80SF10075-LF |  | 1" Valve, 3/4" Low Flow Pressure Regulator, 3/4" Screen Filter | 1 | 120 | 1.75 | - | N | 3661734282024
76601-005428 |  | LVCZSF10075-HFHP |  | 1" Valve, 3/4" High Flow Pressure Regulator, 3/4" Screen Filter | 1 | 120 | 1.75 | - | N | 3661734484404
76601-005427 |  | LVCZSF10075-HFHP-B |  | 1" Valve, 3/4" High Flow Pressure Regulator, 3/4" Screen Filter (Box of 6) | 6 | 679 | 11.5 | - | N | 3661734484855
76601-005401 |  | LVCZSF-150HP |  | 1 1/2" Valve, 1 1/2" High Flow Pressure Regulator, 1 1/2" Screen Filter | 1 | 434 | 2 | - | N | 3661734483742
76601-005408 |  | LVCZSF-150HP-NV |  | 1 1/2" High Flow Pressure Regulator, 1 1/2" Screen Filter | 1 | 285 | 1.15 | - | N | 3661734483759
76601-005337 |  | LVCZNVSF10075-LF |  | 3/4" Low Flow Pressure Regulator, 3/4" Screen Filter | 1 | 50.6 | 0.9 | - | N | 3661734282161
76601-005430 |  | LVCZNVSF10075-HFHP |  | 3/4" High Flow Pressure Regulator, 3/4" Screen Filter | 1 | 50.6 | 0.9 | - | N | 3661734484411
76601-005431 |  | LVCZNVSF1075-HFHP-B |  | 3/4" High Flow Pressure Regulator, 3/4" Screen Filter (Box of 10) | 10 | 459 | 10 | - | N
76601-000003 |  | NCZ-1S-50PSI |  | 1" Valve, 1" Wide Range Pressure Regulator, 1" Screen Filter | 1 | 121 | 1.25 | - | N | 3666683192837
76601-000004 |  | NCZ-NV1S-50PSI |  | 1" Wide Range Pressure Regulator, 1" Screen Filter | 1 | 69.53 | 0.58 | - | N | 3666683193117
Pressure Regulators
00135-000480 | 31000-001000 | PRV075LF15V2K | 32PRV.75-LF15V2 | Inline PRV 3/4" FPT Inlet x FPT Outlet 15 psi 0.25 - 4.4 GPM | 1 | 17.57 | 0.25 | 0.01 | N | 7291015550076
00135-000490 | 31000-001120 | PRV075LF20V2K | 32PRV.75-LF20V2 | Inline PRV 3/4" FPT Inlet x FPT Outlet 20 psi 0.25 - 4.4 GPM | 1 | 17.57 | 0.25 | 0.01 | N | 7291015550069
00135-000500 | 31000-001160 | PRV075LF25V2K | 32PRV.75-LF25V2 | Inline PRV 3/4" FPT Inlet x FPT Outlet 25 psi 0.25 - 4.4 GPM | 1 | 17.57 | 0.25 | 0.01 | N | 7291015550052
00135-000510 | 31000-001200 | PRV075LF35V2K | 32PRV.75-LF35V2 | Inline PRV 3/4" FPT Inlet x FPT Outlet 35 psi 0.25 - 4.4 GPM | 1 | 17.57 | 0.25 | 0.01 | N | 7291015550045
00135-000520 | 31000-001400 | PRV075LF42V2K | 32PRV.75-LF42V2 | Inline PRV 3/4" FPT Inlet x FPT Outlet 42 psi 0.25 - 4.4 GPM | 1 | 17.57 | 0.25 | 0.01 | N | 7291015550038
00135-000430 | 30500-001200 | PRV075HF15V2K | 32PRV.75-15V2K | 3/4" PRV FPT Inlet x MPT Outlet 15 psi 4.5 - 17.6 GPM | 1 | 22.98 | 0.25 | 0.01 | N | 7291015550120
00135-000440 | 30500-001300 | PRV075HF20V2K | 32PRV.75-20V2K | 3/4" PRV FPT Inlet x MPT Outlet 20 psi 4.5 - 17.6 GPM | 1 | 22.98 | 0.25 | 0.01 | N | 7291015550113
00135-000450 | 30500-001400 | PRV075HF25V2K | 32PRV.75-25V2K | 3/4" PRV FPT Inlet x MPT Outlet 25 psi 4.5 - 17.6 GPM | 1 | 22.98 | 0.25 | 0.01 | N | 7291015550106
00135-000460 | 30500-001600 | PRV075HF35V2K | 32PRV.75-35V2K | 3/4" PRV FPT Inlet x MPT Outlet 35 psi 4.5 - 17.6 GPM | 1 | 22.98 | 0.25 | 0.01 | N | 7291015550090
00135-000470 | 30500-001700 | PRV075HF45V2K | 32PRV.75-43V2K | 3/4" PRV FPT Inlet x MPT Outlet 45 psi 4.5 - 17.6 GPM | 1 | 22.98 | 0.25 | 0.01 | N | 7291015550083
00135-000472 | 30500-001800 | PRV075HF50V2K | 32PRV.75-50V2K | 3/4" PRV FPT Inlet x MPT Outlet 50 psi 4.5 - 17.6 GPM | 1 | 22.98 | 0.25 | 0.01 | N | 3661734264556
00135-000474 | 30500-001900 | PRV075HF57V2K | 32PRV.75-57V2K | 3/4" PRV FPT Inlet x MPT Outlet 57 psi 4.5 - 17.6 GPM | 1 | 22.98 | 0.25 | 0.01 | N | 3661734481540
00135-000027 |  | WRPR1-30PSI |  | 1" PRV FPT Inlet x FPT Outlet 30 psi 0.5 - 30 GPM | 1 | 60.26 | 0.2 | - | N | 3666683183811
00135-000028 |  | WRPR1-40PSI |  | 1" PRV FPT Inlet x FPT Outlet 40 psi 0.5 - 30 GPM | 1 | 60.26 | 0.2 | - | N | 3666683184115
00135-000029 |  | WRPR1-50PSI |  | 1" PRV FPT Inlet x FPT Outlet 50 psi 0.5 - 30 GPM | 1 | 60.26 | 0.2 | - | N | 3666683184122
00135-000530 | 30520-001200 | PRV15015V2K | 32PRV1.5-15V2K | 1 1/2" PRV MPT x MPT 15 psi 11 - 35 GPM | 1 | 62.16 | 0.63 | 0.09 | N | 7291015550021
00135-000540 | 30520-001300 | PRV15020V2K | 32PRV1.5-20V2K | 1 1/2" PRV MPT x MPT 20 psi 11 - 35 GPM | 1 | 62.16 | 0.63 | 0.09 | N | 7291015550014
00135-000550 | 30520-001400 | PRV15025V2K | 32PRV1.5-25V2K | 1 1/2" PRV MPT x MPT 25 psi 11 - 35 GPM | 1 | 62.16 | 0.63 | 0.09 | N | 7291015550007
00135-000560 | 30520-001600 | PRV15035V2K | 32PRV1.5-35V2K | 1 1/2" PRV MPT x MPT 35 psi 11 - 35 GPM | 1 | 62.16 | 0.63 | 0.09 | N | 7291015549995
00135-000570 | 30520-001700 | PRV15045V2K | 32PRV1.5-43V2K | 1 1/2" PRV MPT x MPT 45 psi 11 - 35 GPM | 1 | 62.16 | 0.63 | 0.09 | N | 7291015549988
- | 30520-001800 | PRV15050V2K | 32PRV1.5-50V2K | 1 1/2" PRV MPT x MPT 50 psi 11 - 35 GPM | 1 | 57.69 | 0.63 | 0.09 | N
- | 30520-001900 | PRV15057V2K | 32PRV1.5-57V2K | 1 1/2" PRV MPT x MPT 57 psi 11 - 35 GPM | 1 | 57.67 | 0.63 | 0.09 | N
00135-000595 | 31500-001200 | PRVU15V2K | 32PRVU-15V2K | 15 psi Regulator Unit | 1 | 17.98 | 0.09 | 0.01 | N | 7291015597637
00135-000600 | 31500-001300 | PRVU20V2K | 32PRVU-20V2K | 20 psi Regulator Unit | 1 | 17.98 | 0.09 | 0.01 | N | 7291015549957
00135-000610 | 31500-001400 | PRVU25V2K | 32PRVU-25V2K | 25 psi Regulator Unit | 1 | 17.98 | 0.09 | 0.01 | N | 7291015549940
00135-000620 | 31500-001600 | PRVU35V2K | 32PRVU-35V2K | 35 psi Regulator Unit | 1 | 17.98 | 0.09 | 0.01 | N | 7291015549933
00135-000630 | 31500-001700 | PRVU45V2K | 32PRVU-43V2K | 45 psi Regulator Unit | 1 | 17.98 | 0.09 | 0.01 | N | 7291015549926
00135-000640 | 31500-001800 | PRVU50V2K | 32PRVU-50V2K | 50 psi Regulator Unit | 1 | 17.98 | 0.09 | 0.01 | N | 7291015549919
- | 31500-001900 | PRVU57V2K | 32PRVU-57V2K | 57 psi Regulator Unit | 1 | 17.98 | 0.09 | 0.01 | N
Manual Disc Filters
70640-001000 |  | DF075-040 |  | 3/4" Disc Filter 40 mesh (Blue) | 1 | 50 |  |  | N
70640-001100 |  | DF075-080 |  | 3/4" Disc Filter 80 mesh (Yellow) | 1 | 50 |  |  | N
70640-001200 |  | DF075-120 |  | 3/4" Disc Filter 120 mesh (Red) | 1 | 50 |  |  | N
70640-001300 |  | DF075-140 |  | 3/4" Disc Filter 140 mesh (Black) | 1 | 50 |  |  | N
70641-001400 |  | DF100-040 |  | 1" Disc Filter 40 mesh (Blue) w/valve | 1 | 143 |  |  | N
70641-001910 |  | DF100-080 |  | 1" Disc Filter 80 mesh (Yellow) w/valve | 1 | 143 |  |  | N
70641-001920 |  | DF100-120 |  | 1" Disc Filter 120 mesh (Red) w/valve | 1 | 143 |  |  | N
70641-001930 |  | DF100-140 |  | 1" Disc Filter 140 mesh (Black) w/valve | 1 | 143 |  |  | N
70641-002250 |  | DF100S-040 |  | 1" Disc Filter Super 40 mesh (Blue) w/valve | 1 | 206 |  |  | N
70641-001220 |  | DF100S-080 |  | 1" Filter Super 80 mesh (Blue) w/valve | 1 | 206 |  |  | N
70641-001230 |  | DF100S-120 |  | 1" Filter Super 120 mesh (Red) w/valve | 1 | 206 |  |  | N
70641-001240 |  | DF100S-140 |  | 1" Filter Super 140 mesh (Black) w/valve | 1 | 206 |  |  | N
70641-002400 |  | DF150-040 |  | 1.5" Filter 40 mesh (Blue) w/valve | 1 | 202 |  |  | N
70641-002810 |  | DF150-080 |  | 1.5" Filter 80 mesh (Yellow) w/valve | 1 | 202 |  |  | N
70641-002820 |  | DF150-120 |  | 1.5" Filter 120 mesh (Red) w/valve | 1 | 202 |  |  | N
70641-002830 |  | DF150-140 |  | 1.5" Filter 140 mesh (Black) w/valve | 1 | 202 |  |  | N
70641-003300 |  | DF150S-040 |  | 1.5" Filter Super 40 mesh (Blue) w/valve | 1 | 295 |  |  | N
70641-003310 |  | DF150S-080 |  | 1.5" Filter Super 80 mesh (Yellow) w/valve | 1 | 295 |  |  | N
70641-003320 |  | DF150S-120 |  | 1.5" Filter Super 120 mesh (Red) w/valve | 1 | 295 |  |  | N
70641-003330 |  | DF150S-140 |  | 1.5" Filter Super 140 mesh (Black) w/valve | 1 | 295 |  |  | N
70640-004523 |  | DF2DL-040 |  | 2" Dual Lite Filter 40 mesh (Blue) w/valve | 1 | 453 |  |  | N
70640-004522 |  | DF2DL-080 |  | 2" Dual Lite Filter 80 mesh (Yellow) w/valve | 1 | 453 |  |  | N
70640-004521 |  | DF2DL-120 |  | 2" Dual Lite Filter 120 mesh (Red) w/valve | 1 | 453 |  |  | N
70640-004520 |  | DF2DL-140 |  | 2" Dual Lite Filter 140 mesh (Black) w/valve | 1 | 453 |  |  | N
70641-003600 |  | DF200-040 |  | 2" Dual HP Filter 40 mesh (Blue) w/valve | 1 | 743 |  |  | N
70641-003620 |  | DF200-080 |  | 2" Dual HP Filter 80 mesh (Yellow) w/valve | 1 | 743 |  |  | N
70641-003640 |  | DF200-120 |  | 2" Dual HP Filter 120 mesh (Red) w/valve | 1 | 743 |  |  | N
70641-003660 |  | DF200-140 |  | 2" Dual HP Filter 140 mesh (Black) w/valve | 1 | 743 |  |  | N
70640-006777 |  | DF3TLF-040 |  | 3" Twin Lite Flanged/Grooved Filter 40 mesh (Blue) | 1 | 867 |  |  | N
70640-006780 |  | DF3TLF-080 |  | 3" Twin Lite Flanged/Grooved Filter 80 mesh (Yellow) | 1 | 867 |  |  | N
70640-006783 |  | DF3TLF-120 |  | 3" Twin Lite Flanged/Grooved Filter 120 mesh (Red) | 1 | 867 |  |  | N
70640-006786 |  | DF3TLF-140 |  | 3" Twin Lite Flanged/Grooved Filter 140 mesh (Black) | 1 | 867 |  |  | N
70640-012120 |  | DF3AG-080 |  | 3" Angle Grooved Filter 80 mesh (Yellow) | 1 | 1532 |  |  | N
70640-012130 |  | DF3AG-120 |  | 3" Angle Grooved Filter 120 mesh (Red) | 1 | 1532 |  |  | N
70640-012140 |  | DF3AG-140 |  | 3" Angle Grooved Filter 140 mesh (Black) | 1 | 1532 |  |  | N
70640-012010 |  | DF3AF-040 |  | 3" Angle Flanged Filter 40 mesh (Blue) | 1 | 1567 |  |  | N
70640-012020 |  | DF3AF-080 |  | 3" Angle Flanged Filter 80 mesh (Yellow) | 1 | 1567 |  |  | N
70640-012030 |  | DF3AF-120 |  | 3" Angle Flanged Filter 120 mesh (Red) | 1 | 1567 |  |  | N
70640-012040 |  | DF3AF-140 |  | 3" Angle Flanged Filter 140 mesh (Black) | 1 | 1567 |  |  | N
70640-012310 |  | DF4AF-040 |  | 4" Angle Flanged Filter 40 mesh (Blue) | 1 | 1868 |  |  | N
70640-012320 |  | DF4AF-080 |  | 4" Angle Flanged Filter 80 mesh (Yellow) | 1 | 1868 |  |  | N
70640-012330 |  | DF4AF-120 |  | 4" Angle Flanged Filter 120 mesh (Red) | 1 | 1868 |  |  | N
70640-012340 |  | DF4AF-140 |  | 4" Angle Flanged Filter 140 mesh (Black) | 1 | 1868 |  |  | N
70640-006720 |  | DF3TF-040 |  | 3" Twin Flanged Filter 40 mesh (Blue) | 1 | 1550 |  |  | N
70640-006725 |  | DF3TF-080 |  | 3" Twin Flanged Filter 80 mesh (Yellow) | 1 | 1550 |  |  | N
70640-006730 |  | DF3TF-120 |  | 3" Twin Flanged Filter 120 mesh (Red) | 1 | 1550 |  |  | N
70640-006735 |  | DF3TF-140 |  | 3" Twin Flanged Filter 140 mesh (Black) | 1 | 1550 |  |  | N
70640-010800 |  | DF4TF-040 |  | 4" Twin Flanged Filter 40 mesh (Blue) | 1 | 3203 |  |  | N
70640-011000 |  | DF4TF-080 |  | 4" Twin Flanged Filter 80 mesh (Yellow) | 1 | 3203 |  |  | N
70640-011020 |  | DF4TF-120 |  | 4" Twin Flanged Filter 120 mesh (Red) | 1 | 3203 |  |  | N
70640-011040 |  | DF4TF-140 |  | 4" Twin Flanged Filter 140 mesh (Black) | 1 | 3203 |  |  | N
70640-011160 |  | DF6TF-040 |  | 6" Twin Flanged Filter 40 mesh (Blue) | 1 | 3856 |  |  | N
70640-011200 |  | DF6TF-080 |  | 6" Twin Flanged Filter 80 mesh (Yellow) | 1 | 3856 |  |  | N
70640-011220 |  | DF6TF-120 |  | 6" Twin Flanged Filter 120 mesh (Red) | 1 | 3856 |  |  | N
70640-011240 |  | DF6TF-140 |  | 6" Twin Flanged Filter 140 mesh (Black) | 1 | 3856 |  |  | N
00135-000228 | 70620-002380 | DFR075040 | DFE075-040 | Ring set 40 Mesh (Blue) for 3/4" Disc Filter | 1 | 37.84 | 0.25 | 0.05 | N | 3661734681391
00135-000230 | 70620-002400 | DFR075080 | DFE075-080 | Ring set 80 Mesh (Yellow) for 3/4" Disc Filter | 1 | 37.84 | 0.25 | 0.05 | N | 7291015550298
00135-000240 | 70620-002420 | DFR075120 | DFE075-120 | Ring set 120 Mesh (Red) for 3/4" Disc Filter | 1 | 37.84 | 0.25 | 0.05 | N | 7291015550281
00135-000250 | 70620-002440 | DFR075140 | DFE075-140 | Ring set 140 Mesh (Black) for 3/4" Disc Filter | 1 | 37.84 | 0.25 | 0.05 | N | 7291015550274
00135-000255 | 70620-002500 | DFR150040 | DFE150-040 | Ring set with spine, 40 Mesh (Blue) for 1" & 1-1/2" Disc Filter | 1 | 78.37 | 0.88 | 0.09 | N | 3661734233378
00135-000260 | 70620-002520 | DFR150080 | DFE150-080 | Ring set with spine, 80 Mesh (Yellow) for 1" & 1-1/2" Disc Filter | 1 | 78.37 | 0.88 | 0.09 | N | 7291015550267
00135-000270 | 70620-002530 | DFR150120 | DFE150-120 | Ring set with spine, 120 Mesh (Red) for 1" & 1-1/2" Disc Filter | 1 | 78.37 | 0.88 | 0.09 | N | 7291015550250
00135-000280 | 70620-002540 | DFR150140 | DFE150-140 | Ring set with spine, 140 Mesh (Black) for 1" & 1-1/2" Disc Filter | 1 | 78.37 | 0.88 | 0.09 | N | 7291015550243
00135-000290 | 70620-002550 | DFR150200 | DFE150-200 | Ring set with spine, 200 Mesh (Green) for 1" & 1-1/2" Disc Filter | 1 | 78.37 |  |  | N
00135-000295 | 70620-002600 | DFR150L040 | DFE150L-040 | Ring set with spine 40 Mesh (Blue) for 1-1/2" Long Disc Filter | 1 | 113 | 1 | 0.05 | N | 3661734709071
00135-000300 | 70620-002610 | DFR150L080 | DFE150L-080 | Ring set with spine 80 Mesh (Yellow) for 1-1/2" Long Disc Filter | 1 | 113 | 1 | 0.05 | N | 7291015550229
00135-000310 | 70620-002620 | DFR150L120 | DFE150L-120 | Ring set with spine 120 Mesh (Red) for 1-1/2" Long Disc Filter | 1 | 113 | 1 | 0.05 | N | 7291015550212
00135-000320 | 70620-002640 | DFR150L140 | DFE150L-140 | Ring set with spine 140 Mesh (Black) for 1-1/2" Long Disc Filter | 1 | 113 | 1 | 0.05 | N | 7291015550205
00135-000328 | 70620-001400 | DFR200040 | DFRS2&3-040 | Ring set, 40 Mesh (Blue) for 2" Dual Lite and HP Disc Filters | 1 | 266 | 1.75 | 0.35 | N | 3661734235310
00135-000330 | 70620-001410 | DFR200080 | DFRS2&3-080 | Ring set, 80 Mesh (Yellow) for 2" Dual Lite and HP Disc Filters | 1 | 266 | 1.75 | 0.35 | N | 7291015550199
00135-000340 | 70620-001420 | DFR200120 | DFRS2&3-120 | Ring set,120 Mesh (Red) for 2" Dual Lite and HP Disc Filters | 1 | 266 | 1.75 | 0.35 | N | 7291015550182
00135-000350 | 70620-001430 | DFR200140 | DFRS2&3-140 | Ring set,140 Mesh (Black) for 2" Dual Lite and HP Disc Filters | 1 | 266 | 1.75 | 0.35 | N | 7291015550175
00135-000360 | 70620-001440 | DFR200200 | DFRS2&3-200 | Ring set, 200 Mesh (Brown) for 2" Dual Lite and HP Disc Filters | 1 | 266 | 1.75 | 0.35 | N | 7291015550168
Manual Screen Filters
76240-001800 |  | SF075-155 |  | Screen Filter 3/4" MPT x MPT 155 Mesh 13 GPM Maximum Flow | 1 | 25.56 | 0.46 | 0.14 | N | 3661734265713
76240-001810 |  | SF100-155 |  | Screen Filter 1" MPT x MPT 155 Mesh 22 GPM Maximum Flow | 1 | 25.56 | 0.46 | 0.39 | N | 3661734265720
76240-001820 |  | SF150-155 |  | Screen Filter 1 1/2" MPT x MPT 155 Mesh 66 GPM Maximum Flow | 1 | 140 | 2.5 | 0.56 | N | 3661734265737
76240-001830 |  | SF200-155 |  | Screen Filter 2" MPT x MPT 155 Mesh 89 GPM Maximum Flow | 1 | 152 | 2.5 | 1.56 | N | 3661734265768
2" Compact LP Disc-Kleen Filter
70641-007328 |  | DFALP200-080AC |  | 2" Compact LP Disc-Kleen Automatic Filter, 1 - 80 GPM, 80 mesh, AC | 1 | 8988 | 32 |  | N | 3661734153713
70641-007333 |  | DFALP200-120AC |  | 2" Compact LP Disc-Kleen Automatic Filter, 1 - 80 GPM, 120 mesh, AC | 1 | 8988 | 32 |  | N | 3661734799720
70641-007340 |  | DFALP200-140AC |  | 2" Compact LP Disc-Kleen Automatic Filter, 1 - 80 GPM, 140 mesh, AC | 1 | 8988 | 32 |  | N | 3661734843027
70641-007330 |  | DFALP200-080DCL |  | 2" Compact LP Disc-Kleen Automatic Filter, 1 - 80 GPM, 80 mesh, DCL | 1 | 8940 | 32 |  | N | 3661734672726
70641-007335 |  | DFALP200-120DCL |  | 2" Compact LP Disc-Kleen Automatic Filter, 1 - 80 GPM, 120 mesh, DCL | 1 | 7928 | 32 |  | N | 3661734748117
70641-007341 |  | DFALP200-140DCL |  | 2" Compact LP Disc-Kleen Automatic Filter, 1 - 80 GPM, 140 mesh, DCL | 1 | 7928 | 32 |  | N | 3661734861717
70641-007349 |  | DFALPLF200-080AC |  | 2" Compact LP Disc-Kleen Automatic Filter, 1 - 50 GPM Low Flow, 80 mesh, AC | 1 | 8988 | 32 |  | N | 3661734299961
70641-007344 |  | DFALPLF200-120AC |  | 2" Compact LP Disc-Kleen Automatic Filter, 1 - 50 GPM Low Flow, 120 mesh, AC | 1 | 8988 | 32 |  | N | 3661734864572
70641-007345 |  | DFALPLF200-140AC |  | 2" Compact LP Disc-Kleen Automatic Filter, 1 - 50 GPM Low Flow, 140 mesh, AC | 1 | 8988 | 32 |  | N | 3661734850216
70641-007348 |  | DFALPLF200-080DCL |  | 2" Compact LP Disc-Kleen Automatic Filter, 1 - 50 GPM Low Flow, 80 mesh, DCL | 1 | 8940 | 32 |  | N | 3661734287067
70641-007352 |  | DFALPLF200-120DCL |  | 2" Compact LP Disc-Kleen Automatic Filter, 1 - 50 GPM Low Flow, 120 mesh, DCL | 1 | 7928 | 32 |  | N | 3661734443876
70641-007354 |  | DFALPLF200-140DCL |  | 2" Compact LP Disc-Kleen Automatic Filter, 1 - 50 GPM Low Flow, 140 mesh, DCL | 1 | 7928 | 32 |  | N | 3661734792493
Alphadisc Disc Filters
70618-000012 |  | ADI3S-080 |  | AlphaDisc - 2 Spines 3" FL DCL Solenoid BLE Controller | 1 | 11781 |  |  | N
70606-000100 |  | ADI3S-120 |  | AlphaDisc - 2 Spines 3" FL DCL Solenoid BLE Controller | 1 | 11781 |  |  | N
70618-000007 |  | ADI3S-140 |  | AlphaDisc - 2 Spines 3" FL DCL Solenoid BLE Controller | 1 | 11781 |  |  | N
70618-000013 |  | ADI3SXL-080 |  | AlphaDisc - 2 XL Spines 3" FL DCL Solenoid BLE Controller | 1 | 18292 |  |  | N
70606-000104 |  | ADI3SXL-120 |  | AlphaDisc - 2 XL Spines 3" FL DCL Solenoid BLE Controller | 1 | 18292 |  |  | N
70618-000008 |  | ADI3SXL-140 |  | AlphaDisc - 2 XL Spines 3" FL DCL Solenoid BLE Controller | 1 | 18292 |  |  | N
70618-000014 |  | ADI4SXL-080 |  | AlphaDisc - 2 XL Spines 4" FL DCL Solenoid BLE Controller | 1 | 21702 |  |  | N
70606-000108 |  | ADI4SXL-120 |  | AlphaDisc - 2 XL Spines 4" FL DCL Solenoid BLE Controller | 1 | 21702 |  |  | N
70618-000009 |  | ADI4SXL-140 |  | AlphaDisc - 2 XL Spines 4" FL DCL Solenoid BLE Controller | 1 | 21702 |  |  | N
70618-000015 |  | ADI6DXL-080 |  | AlphaDisc - 4 XL Spines 6" FL DCL Solenoid CLD Controller | 1 | 34102 |  |  | N
70606-000113 |  | ADI6DXL-120 |  | AlphaDisc - 4 XL Spines 6" FL DCL Solenoid CLD Controller | 1 | 34102 |  |  | N
70618-000010 |  | ADI6DXL-140 |  | AlphaDisc - 4 XL Spines 6" FL DCL Solenoid CLD Controller | 1 | 34102 |  |  | N
70618-000016 |  | ADI8TXL-080 |  | AlphaDisc - 6 XL Spines 8" FL DCL Solenoid CLD Controller | 1 | 46814 |  |  | N
70606-000115 |  | ADI8TXL-120 |  | AlphaDisc - 6 XL Spines 8" FL DCL Solenoid CLD Controller | 1 | 46814 |  |  | N
70618-000011 |  | ADI8TXL-140 |  | AlphaDisc - 6 XL Spines 8" FL DCL Solenoid CLD Controller | 1 | 46814 |  |  | N
Alphapollo Disc Filters
70618-000001 |  | ADA3M10120CLD6 |  | Ad Apollo 3 Mod 10" PPMNF 120msh CLD6 | 1 | 50557 |  |  | N
70618-000020 |  | ADA4M10120CLD8 |  | Ad Apollo 4 Mod 10" PPMNF 120msh CLD8 | 1 | 62845 |  |  | N
70618-000002 |  | ADA5M10120CLD6 |  | Ad Apollo 5 Mod 10" PPMNF 120msh CLD6 | 1 | 77170 |  |  | N
70618-000003 |  | ADA6M10120CLD6 |  | Ad Apollo 6 Mod 10" PPMNF 120msh CLD6 | 1 | 87242 |  |  | N
70618-000004 |  | ADA7M10120CLD8 |  | Ad Apollo 7 Mod 10" PPMNF 120msh CLD8 | 1 | 100080 |  |  | N
70618-000005 |  | ADA8M10120CLD8 |  | Ad Apollo 8 Mod 10" PPMNF 120msh CLD8 | 1 | 119796 |  |  | N
70618-000006 |  | ADA8M12120CLD8 |  | Ad Apollo 8 Mod 12" PPMNF 120msh CLD8 | 1 | 131407 |  |  | N
70618-000017 |  | ADA9M12120CLD10 |  | Ad Apollo 9 Mod 12" PPMNF 120msh CLD10 | 1 | 140889 |  |  | N
70618-000018 |  | ADA10M12120CLD10 |  | Ad Apollo 10 Mod 12" PPMNF120msh CLD10 | 1 | 163649 |  |  | N
SCREENGUARD VERTICAL AUTOMATIC SCREEN FILTERS
| 71961-000012 |  | 2SGAV2TLF-080ADC | Screenguard AV 2" Thrd 80 Mesh AQTIV DCL SG3 Controller | 1 | 5421 |  |  | N
71960-000103 | 71960-000750 | 2SGAV2T-120ADCL | 2SGAV2TLF-120ADC | Screenguard AV 2" Thrd 120 Mesh AQTIV DCL SG3 Controller | 1 | 5421 |  |  | N
| 71961-000013 |  | 2SGAV2TLF-150ADC | Screenguard AV 2" Thrd 150 Mesh AQTIV DCL SG3 Controller | 1 | 5421 |  |  | N
| - |  | 2SGAV3STLF-080ADC | Screenguard AV 3"S Thrd 080 Mesh AQTIV DCL SG3 Controller | 1 | 6127 |  |  | N
71960-000173 | 71960-000040 | 2SGAV3T-120ADCL | 2SGAV3STLF-120ADC | Screenguard AV 3"S Thrd 120 Mesh AQTIV DCL SG3 Controller | 1 | 6127 |  |  | N
| - |  | 2SGAV3STLF-150ADC | Screenguard AV 3"S Thrd 150 Mesh AQTIV DCL SG3 Controller | 1 | 6127 |  |  | N
| 71961-000014 |  | 2SGAV3SFLLF-080ADC | Screenguard AV 3"S Flg 080 Mesh AQTIV DCL SG3 Controller | 1 | 6284 |  |  | N
71960-000176 | 71960-000751 | 2SGAV3FL-120ADCL | 2SGAV3SFLLF-120ADC | Screenguard AV 3"S Flg 120 Mesh AQTIV DCL SG3 Controller | 1 | 6284 |  |  | N
| 71961-000015 |  | 2SGAV3SFLLF-150ADC | Screenguard AV 3"S Flg 150 Mesh AQTIV DCL SG3 Controller | 1 | 6284 |  |  | N
| 71961-000016 |  | 2SGAV4FLLF-080ADC | Screenguard AV 4" Flg 080 Mesh AQTIV DCL SG3 Controller | 1 | 6375 |  |  | N
| 71960-000752 |  | 2SGAV4FLLF-120ADC | Screenguard AV 4" Flg 120 Mesh AQTIV DCL SG3 Controller | 1 | 6375 |  |  | N
| 71961-000017 |  | 2SGAV4FLLF-150ADC | Screenguard AV 4" Flg 150 Mesh AQTIV DCL SG3 Controller | 1 | 6375 |  |  | N
| - |  | 2SGAV4SFL-080ADCL | Screenguard AV 4"S Flg 080 Mesh AQTIV DCL SG3 Controller | 1 | 6822 |  |  | N
71960-000223 | 71960-000602 | 2SGAV4FL-120ADCL | 2SGAV4SFL-120ADCL | Screenguard AV 4"S Flg 120 Mesh AQTIV DCL SG3 Controller | 1 | 6822 |  |  | N
| 71960-000603 |  | 2SGAV4SFL-150ADCL | Screenguard AV 4"S Flg 150 Mesh AQTIV DCL SG3 Controller | 1 | 6822 |  |  | N
| - |  | 2SGAV6FL-080ADCL | Screenguard AV 6" Flg 080 Mesh AQTIV DCL SG3 Controller | 1 | 8002 |  |  | N
| 71960-000611 |  | 2SGAV6FL-120ADCL | Screenguard AV 6" Flg 120 Mesh AQTIV DCL SG3 Controller | 1 | 8002 |  |  | N
| 71960-000610 |  | 2SGAV6FL-150ADCL | Screenguard AV 6" Flg 150 Mesh AQTIV DCL SG3 Controller | 1 | 8002 |  |  | N
Series 80 Nylon Control Valves
24VAC Models
71640-018200 |  | 61ET75TT-E24VAC |  | 3/4" Series 80 Globe Valve with Flow Control, 26 GPM Maximum Flow | 1 | 64.02 | 0.62 |  | N
71640-018205 |  | 61ET1TT-E24VAC |  | 1" Series 80 Globe Valve with Flow Control, 44 GPM Maximum Flow | 1 | 64.02 | 0.64 |  | N
71640-000117 |  | 61ET15TT-E24VAC |  | 1 1/2" Series 80 Globe Valve with Flow Control, 110 GPM Maximum Flow | 1 | 157 | 2 |  | N
71640-000118 |  | 61ET15BT-E24VAC |  | 1 1/2" Series 80 Angle Valve with Flow Control, 110 GPM Maximum Flow | 1 | 157 | 1.8 |  | N
71640-000115 |  | 61ET2TT-E24VAC |  | 2" Series 80 Globe Valve with Flow Control, 176 GPM Maximum Flow | 1 | 236 | 2 |  | N
71640-000116 |  | 61ET2BT-E24VAC |  | 2" Series 80 Angle Valve with Flow Control, 176 GPM Maximum Flow | 1 | 237 | 1.8 |  | N
Manual Electirc Normally Closed
- |  | 61MEDJ15TT |  | 1 1/2" Series 80 Globe Valve with Flow Control, Manual Electric Normally Closed | 1 | 639 | 2.2 |  | N
- |  | 61MEDJ15BT |  | 1 1/2" Series 80 Angle Valve with Flow Control, Manual Electric Normally Closed | 1 | 639 | 2 |  | N
71610-014643 |  | 61MEDJ2TT |  | 2" Series 80 Globe Valve with Flow Control, Manual Electric Normally Closed | 1 | 659 | 2.2 |  | N
- |  | 61MEDJ2BT |  | 2" Series 80 Angle Valve with Flow Control, Manual Electric Normally Closed | 1 | 659 | 2 |  | N
Manual Electric Normally Open
71610-014376 |  | 61MESJ15TT |  | 1 1/2" Series 80 Globe Valve with Flow Control, Manual Electric Normally Open | 1 | 639 | 2.2 |  | N
- |  | 61MESJ15BT |  | 1 1/2" Series 80 Angle Valve with Flow Control, Manual Electric Normally Open | 1 | 639 | 2 |  | N
71610-028044 |  | 61MESJ2TT |  | 2" Series 80 Globe Valve with Flow Control, Manual Electric Normally Open | 1 | 659 | 2.2 |  | N
- |  | 61MESJ2BT |  | 2" Series 80 Angle Valve with Flow Control, Manual Electric Normally Open | 1 | 659 | 2 |  | N
Pressure Reducing Electric Normally Closed
- |  | 61PREDJ15TT-MG |  | 1 1/2" Series 80 Globe Valve with Flow Control, Pressure Reducing Electric Normally Closed | 1 | 963 | 2.2 |  | N
- |  | 61PREDJ15BT-MG |  | 1 1/2" Series 80 Angle Valve with Flow Control, Pressure (Red)ucing Electric Normally Closed | 1 | 963 | 2 |  | N
- |  | 61PREDJ2TT-MG |  | 2" Series 80 Globe Valve with Flow Control, Pressure (Red)ucing Electric Normally Closed | 1 | 984 | 2.2 |  | N
71610-014613 |  | 61PREDJ2BT-MG |  | 2" Series 80 Angle Valve with Flow Control, Pressure (Red)ucing Electric Normally Closed | 1 | 984 | 2 |  | N
Pressure (Red)ucing Electric Normally Open
71610-000263 |  | 61PRESJ15TT-MG |  | 1 1/2" Series 80 Globe Valve with Flow Control, Pressure Reducing Electric Normally Open | 1 | 963 | 2.2 |  | N
- |  | 61PRESJ15BT-MG |  | 1 1/2" Series 80 Angle Valve with Flow Control, Pressure Reducing Electric Normally Open | 1 | 963 | 2
- |  | 61PRESJ2TT-MG |  | 2" Series 80 Globe Valve with Flow Control, Pressure Reducing Electric Normally Open | 1 | 984 | 2.2 |  | N
- |  | 61PRESJ2BT-MG |  | 2" Series 80 Angle Valve with Flow Control, Pressure Reducing Electric Normally Open | 1 | 984 | 2 |  | N
Iron Manual Electric Valves
71610-000505 |  | 61MEDJ2ITL |  | 2" Iron Threaded Valve, 24VAC, Manual Electric Valve Normally Closed | 1 | 701 | 8 |  | N
| 00135-001060 | 61MESJ2ITL | 61MESJ2IT | 2" Iron Threaded Valve, 24VAC, Manual Electric Normally Open | 1 | 701 | 8 |  | N
- |  | 61MEDJ3IT |  | 3" Iron Threaded Valve, 24VAC, Manual Electric Normally Closed | 1 | 1190 | 25 |  | N
- |  | 61MESJ3IT |  | 3" Iron Threaded Valve, 24VAC, Manual Electric Normally Open | 1 | 1190 | 25 |  | N
71610-000506 | 00135-001063 | 61MEDJ3IF | 61MEDJ3IF | 3" Iron Flanged Valve, 24VAC, Manual Electric Normally Closed | 1 | 1214 | 39 |  | N
00135-001062 |  | 61MESJ3IF |  | 3" Iron Flanged Valve, 24VAC, Manual Electrric Normally Open | 1 | 1214 | 39 |  | N
71610-000507 |  | 61MEDJ4IF |  | 4" Iron Flanged Valve, 24VAC, Manual Electric Normally Closed | 1 | 1612 | 50 |  | N
00135-001066 |  | 61MESJ4IF |  | 4" Iron Flanged Valve, 24VAC, Manual Electrric Normally Open | 1 | 1612 | 50 |  | N
Iron Pressure (Red)ucing Manual Electric Valves
71610-000509 |  | 61PREDJ2ITL-MG |  | 2" Iron Threaded Valve, 24VAC, Pressure (Red)ucing Manual Electric Normally Closed | 1 | 1026 | 9 |  | N
- |  | 61PRESJ2ITL-MG |  | 2" Iron Threaded Valve, 24VAC, Pressure (Red)ucing Manual Electric Normally Open | 1 | 1026 | 9 |  | N
- |  | 61PREDJ3ITL-MG |  | 3" Iron Threaded Valve, 24VAC, Pressure (Red)ucing Manual Electric Normally Closed | 1 | 1515 | 26 |  | N
- |  | 61PRESJ3ITL-MG |  | 3" Iron Threaded Valve, 24VAC, Pressure (Red)ucing Manual Electric Normally Open | 1 | 1515 | 26 |  | N
71610-000510 |  | 61PREDJ3IFL-MG |  | 3" Iron Flanged Valve, 24VAC, Pressure (Red)ucing Manual Electric Normally Closed | 1 | 1539 | 40 |  | N
- |  | 61PRESJ3IFL-MG |  | 3" Iron Flanged Valve, 24VAC, Pressure (Red)ucing Manual Electric Normally Open | 1 | 1539 | 40 |  | N
71610-000516 |  | 61PREDJ4IFL-MG |  | 4" Iron Flanged Valve, 24VAC, Pressure (Red)ucing Manual Electric Normally Closed | 1 | 1936 | 51 |  | N
- |  | 61PRESJ4IFL-MG |  | 4" Iron Flanged Valve, 24VAC, Pressure (Red)ucing Manual Electric Normally Open | 1 | 1936 | 51 |  | N
Nylon and PVC Manual Electric Valves
71610-014527 |  | 61MEDJ2NT |  | 2" Nylon Threaded Valve, 24VAC, Manual Electric Normally Closed | 1 | 646 | 3 |  | N
71610-028042 |  | 61MESJ2NT |  | 2" Nylon Threaded Valve, 24VAC, Manual Electric Normally Open | 1 | 646 | 3 |  | N
- |  | 61MEDJ3PT |  | 3" PVC Threaded Valve, 24VAC, Manual Electric Normally Closed | 1 | 1121 | 4 |  | N
- |  | 61MESJ3PT |  | 3" PVC Threaded Valve, 24VAC, Manual Electric Normally Open | 1 | 1121 | 4 |  | N
- |  | 61MEDJ4PS |  | 4" PVC Slip Valve, 24VAC, Manual Electric Normally Closed | 1 | 1314 | 11 |  | N
71610-017794 |  | 61MESJ4PS |  | 4" PVC Slip Valve, 24VAC, Manual Electric Normally Open | 1 | 1314 | 11 |  | N
Nylon and PVC Pressure (Red)ucing Manual Electric Valves
- |  | 61PREDJ2NT-MG |  | 2" Nylon Threaded Valve, 24VAC, Pressure Reducing Manual Electric Normally Closed | 1 | 970 | 4 |  | N
71610-000026 |  | 61PRESJ2NT-MG |  | 2" Nylon Threaded Valve, 24VAC, Pressure Reducing Manual Electric Normally Open | 1 | 970 | 4 |  | N
71610-000099 |  | 61PREDJ3PT-MG |  | 3" PVC Threaded Valve, 24VAC, Pressure Reducing Manual Electric Normally Closed | 1 | 1445 | 6 |  | N
- |  | 61PRESJ3PT-MG |  | 3" PVC Threaded Valve, 24VAC, Pressure Reducing Manual Electric Normally Open | 1 | 1445 | 6 |  | N
71610-000101 |  | 61PREDJ4PS-MG |  | 4" PVC Slip Valve, 24VAC, Pressure Reducing Manual Electric Normally Closed | 1 | 1639 | 12 |  | N
71610-000098 |  | 61PRESJ4PS-MG |  | 4" PVC Slip Valve, 24VAC, Pressure Reducing Manual Electric Normally Open | 1 | 1639 | 12 |  | N
Hydrometers - Manual Electric with Reed Switch Register
70261-014268 | 70261-014050 | LHM15TG1-MEL | 36H1.5RG1 | 1 1/2” MPT Manual Electric, 55 GPM Max.Flow (1 gal/pulse - 1 pulse/gal) | 1 | 1495 | 5 |  | N | 7291015822852
70261-014460 | 70261-014200 | LHM2TG1-MEL | 36H2RG1 | 2” FPT Manual Electric, 95 GPM Max. Flow (1 gal/pulse - 1 pulse/gal) | 1 | 1593 | 8 |  | N | 7291015771297
70261-014950 | 70261-014630 | LHM3FG1-MEL | 36H3RG1 | 3” FLG Manual Electric, 220 GPM Max. Flow (1 gal/pulse - 1 pulse/gal) | 1 | 2609 | 53 |  | N | 7291015756423
70261-015311 | 70261-015105 | LHM4FG1-MEL | 36H4RG1 | 4” FLG Manual Electric, 380 GPM Max. Flow (1 gal/pulse - 1 pulse/gal) | 1 | 4250 | 66 |  | N | 3661734276009
70261-015631 | 70261-015560 | LHM6FG10-MEL | 36H6RG10 | 6” FLG Manual Electric, 860 GPM Max. Flow (10 gal/pulse - 0.1 pulse/gal) | 1 | 7993 | 247 |  | N | 3661734306058
Hydrometers - Manual Electric with Photo Diode Register (High Frequency)
70261-014266 | 70261-014060 | LHM15TG0053-MEL | 36H1.5PG.0053 | 1 1/2” MPT Manual Electric, 55 GPM Max.Flow (0.0053 gal/pulse - 187.9 pulse/gal) | 1 | 1656 | 5 |  | N | 7291015761212
70261-014451 | 70261-014215 | LHM2TG0085-MEL | 36H2PG.0085 | 2” FPT Manual Electric, 95 GPM Max. Flow (0.0085 gal/pulse -117 pulse/gal) | 1 | 1756 | 8 |  | N | 7291015766934
70261-014954 | 70261-014640 | LHM3FG0205-MEL | 36H3PG.0205 | 3” FLG Manual Electric, 220 GPM Max. Flow (0.0205 gal/pulse - 48.71 pulse/gal) | 1 | 2774 | 53 |  | N | 7291015998694
70261-015330 | 70261-015107 | LHM4FG0566-MEL | 36H4PG.0566 | 4” FLG Manual Electric, 380 GPM Max. Flow (0.0566 gal/pulse - 17.933 pulse/gal) | 1 | 4415 | 66 |  | N | 7291015944738
70261-015630 |  | LHM6FG1739-MEL |  | 6” FLG Manual Electric, 860 GPM Max. Flow (0.1739 gal/pulse - 5.747 pulse/gal) | 1 | 8677 | 247 |  | N | 7291015821930
Hydrometers - Manual Electric with ER Digital Register
70261-014287 | - | LHM2ERG.1MEL | 36HM1.5EG* | 1 1/2” MPT Manual Electric, 55 GPM Max.Flow (0.1 gal/pulse - 10 pulse/gal) | 1 | 2837 | 5 |  | N
70261-014772 | 70261-000028 | LHM2ERG.1MEL | 36HM2EG1 | 2” FPT Manual Electric, 95 GPM Max. Flow (0.1 gal/pulse - 10 pulse/gal) | 1 | 2545 | 8 |  | N
70261-014939 |  | LHM3ERG0.1MEL | 36HM3EG* | 3” FLG Manual Electric, 220 GPM Max. Flow (0.1 gal/pulse - 10 pulse/gal) | 1 | 3982 | 53 |  | N
70261-015333 |  | LHM4ERG1MEL* | 36HM4EG* | 4” FLG Manual Electric, 380 GPM Max. Flow (0.1 gal/pulse - 10 pulse/gal) | 1 | 5645 | 66 |  | N
70261-015643 | 70261-000090 | LHM6ERG1MEL* | 36HM6EG10 | 6” FLG Manual Electric, 860 GPM Max. Flow (1 gal/pulse - 1 pulse/gal) | 1 | 8946 | 247 |  | N
Octave Ultrasonic Water Meters
00135-001421 | 70261-000073 | LS36OCT02GALNO | 36OCTSST2NG | 2” Octave Water Meter, No Output | 1 | 3720 | 19.8 |  | N | 3661734148627
00135-001423 | 70261-000066 | LS36OCT02GAL0.1 | 36OCTSST2PG.1 | 2” Octave Water Meter, 0.1 or 1 Gallons per Pulse | 1 | 4088 | 19.8 |  | N | 3661734199827
00135-001422 | 70261-000062 | LS36OCT02GAL1.0 | 36OCTSST2PG1 | 2” Octave Water Meter, 1.0 or 10 Gallon per Pulse | 1 | 4088 | 19.8 |  | N | 3661734154420
- | 70261-000063 | LS36OCT02GAL10 | 36OCTSST2PG10 | 2” Octave Water Meter, 10 Gallons per Pulse | 1 | 4088 | 19.8 |  | N
00135-001426 | 70261-000064 | LS36OCT02GAL100 | 36OCTSST2PG100 | 2” Octave Water Meter, 100 or 1000 Gallons per Pulse | 1 | 4088 | 19.8 |  | N | 3661734826075
00135-001420 | 70261-000067 | LS36OCT02GAL420 | 36OCTSST2AG250GPM | 2” Octave Water Meter, 420mA Analog Output | 1 | 4293 | 19.8 |  | N | 3661734186681
00135-001431 | 70261-000044 | LS36OCT03GALNO | 36OCTSST3NG | 3” Octave Water Meter, No Output | 1 | 4101 | 28.7 |  | N | 3661734148641
00135-001435 | 70261-000039 | LS36OCT03GAL0.1 | 36OCTSST3PG.1 | 3” Octave Water Meter, 0.1 or 1 Gallon per Pulse | 1 | 4467 | 28.7 |  | N | 3661734266796
00135-001432 | 70261-000040 | LS36OCT03GAL1.0 | 36OCTSST3PG1 | 3” Octave Water Meter, 1.0 or 10 Gallons per Pulse | 1 | 4467 | 28.7 |  | N | 3661734154437
00135-001433 | 70261-000041 | LS36OCT03GAL10 | 36OCTSST3PG10 | 3” Octave Water Meter, 10 or 100 Gallons per Pulse | 1 | 4467 | 28.7 |  | N | 3661734264198
00135-001434 | 70261-000042 | LS36OCT03GAL100 | 36OCTSST3PG100 | 3” Octave Water Meter, 100 or 1000 Gallons per Pulse | 1 | 4467 | 28.7 |  | N | 3661734238588
00135-001430 | 70261-000038 | LS36OCT03GAL420 | 36OCTSST3AG400GPM | 3” Octave Water Meter, 420mA Analog Output | 1 | 4676 | 28.7 |  | N | 3661734148634
00135-001441 | 70261-000320 | LS36OCT04GALNO | 36OCT4NA | 4” Octave Water Meter, No Output | 1 | 5438 | 33.1 |  | N | 3661734148665
00135-001445 | 70261-000307 | LS36OCT04GAL0.1 | 36OCT4PG.1 | 4” Octave Water Meter, 0.1 or 1 Gallon per Pulse | 1 | 5802 | 33.1 |  | N | 3661734278546
00135-001442 | 70261-000309 | LS36OCT04GAL1.0 | 36OCT4PG1 | 4” Octave Water Meter, 1.0 or 10 Gallons per Pulse | 1 | 5802 | 33.1 |  | N | 3661734154444
00135-001444 | 70261-000305 | LS36OCT04GAL10 | 36OCT4PG10 | 4” Octave Water Meter, 10 or 100 Gallons per Pulse | 1 | 5802 | 33.1 |  | N | 3661734394369
- | 70261-000308 | LS36OCT04GAL100 | 36OCT4PG100 | 4” Octave Water Meter, 100 or 1000 Gallons per Pulse | 1 | 5802 | 33.1 |  | N
00135-001440 | 70261-000303 | LS36OCT04GAL420 | 36OCT4AG650GPM | 4” Octave Water Meter, 420mA Analog Output | 1 | 6008 | 33.1 |  | N | 3661734148658
00135-001461 | 70261-000390 | LS36OCT06GALNO | 36OCT6NG | 6” Octave Water Meter, No Output | 1 | 6633 | 70.5 |  | N | 3661734148689
00135-001464 | 70261-000403 | LS36OCT06GAL1.0 | 36OCT6PG1 | 6” Octave Water Meter, 1.0 or 10 Gallons per Pulse | 1 | 6998 | 70.5 |  | N | 3661734282154
00135-001462 | 70261-000404 | LS36OCT06GAL10 | 36OCT6PG10 | 6” Octave Water Meter, 10 or 100 Gallons per Pulse | 1 | 6998 | 70.5 |  | N | 3661734154451
00135-001463 | 70261-000407 | LS36OCT06GAL100 | 36OCT6PG100 | 6” Octave Water Meter, 100 or 1000 Gallons per Pulse | 1 | 6998 | 70.5 |  | N | 3661734408950
00135-001460 | 70261-000414 | LS36OCT06GAL420 | 36OCT6AG1500GPM | 6” Octave Water Meter, 420mA Analog Output | 1 | 7205 | 70.5 |  | N | 3661734148672
00135-001471 | 70261-000551 | LS36OCT08GALNO | 36OCT8NG | 8” Octave Water Meter, No Output | 1 | 7368 | 99 |  | N | 3661734272544
00135-001474 | 70261-000460 | LS36OCT08GAL1.0 | 36OCT8PG1 | 8” Octave Water Meter, 1.0 or 10 Gallons per Pulse | 1 | 7734 | 99 |  | N | 3661734244992
00135-001476 | 70261-000554 | LS36OCT08GAL10 | 36OCT8PG10 | 8” Octave Water Meter, 10 or 100 Gallons per Pulse | 1 | 7734 | 99 |  | N | 3661734264327
00135-001477 | 70261-000558 | LS36OCT08GAL100 | 36OCT8PG100 | 8" Octave Water Meter, 100 or 1000 Gallons per Pulse | 1 | 7734 | 99 |  | N | 3661734839129
00135-001481 | 70261-000504 | LS36OCT10GALNO | 36OCT10NG | 10” Octave Water Meter, No Output | 1 | 9891 | 150 |  | N | 3661734272537
00135-001482 | 70261-000509 | LS36OCT10GAL10 | 36OCT10PG10 | 10” Octave Water Meter, 10 or 100 Gallons per Pulse | 1 | 10255 | 150 |  | N | 3661734204682
00135-001485 | 70261-000510 | LS36OCT10GAL100 | 36OCT10PG100 | 10" Octave Water Meter, 100 or 1000 Gallons per Pulse | 1 | 10255 | 150 |  | N | 3661734264334
00135-001483 | 70261-000503 | LS36OCT10GAL420 | 36OCT10AG5500GPM | 10” Octave Water Meter, 420mA Analog Output | 1 | 10461 | 150 |  | N | 3661734235327
- | 70261-000471 | LS36OCT12GALNO | 36OCT12NG | 12” Octave Water Meter, No Output | 1 | 15659 | 216 |  | N
- | 70261-000455 | LS36OCT12GAL100 | 36OCT12PG100 | 12" Octave Water Meter, 100 or 1000 Gallons per Pulse | 1 | 16025 | 216 |  | N
Plastic Water Meters with Reed Switch Register
00135-001200 | 70261-002446 | WM-075-0.1-RS-P | 36MP.75RG.1 | 3/4" Plastic Water Meter, 0.1 Gallon per Pulse (MPT) | 1 | 258 | 2.3 |  | N | 3661734879712
00135-001210 | 70261-002472 | WM-075-1.0-RS-P | 36MP.75RG1 | 3/4" Plastic Water Meter, 1.0 Gallon per Pulse (MPT) | 1 | 258 | 2.3 |  | N | 3661734879729
00135-001220 | 70261-002715 | WM-100-1.0-RS-P | 36MP1RG1 | 1" Plastic Water Meter, 1.0 Gallon per Pulse (MPT) | 1 | 393 | 3.3 |  | N | 3661734879736
Plastic Water Meters with Photo Diode Register
00135-001230 | 70261-002473 | WM-075-.0015-PD-P | 36MP.75PG.0015 | 3/4" Plastic Water Meter, .0015 Gallons per Pulse (MPT) | 1 | 446 | 2.3 |  | N | 3661734879743
00135-001240 | 70261-002725 | WM-100-.0021-PD-P | 36M1PG.0021 | 1" Plastic Water Meter, 1.0 Gallon per Pulse, Photo Diode Register (MPT) | 1 | 527 | 3.3 |  | N | 3661734879750
Plastic Water Meters with ER Digital Register
- | 70261-002423 | WM-075-0.1-ER-P | 36MP.75EG.1 | 3/4" Plastic Water Meter, 0.1 Gallons per Pulse (MPT) | 1 | 1087 | 2.3 |  | N
- | 70261-002431 | WM-100-0.1-ER-P | 36MP1EG.01 | 1" Plastic Water Meter, 0.01 Gallon per Pulse (MPT) | 1 | 1222 | 3.3 |  | N
Metal Water Meters with Reed Switch Register
00135-001250 | 70261-002445 | WM-075-0.1-RS-M | 36M.75RG.1 | 3/4" 'M' Series Metal Water Meter, 0.1 Gallons per Pulse (MPT) | 1 | 317 | 4.4 |  | N | 3661734879767
00135-001260 | 70261-002450 | WM-075-1.0-RS-M | 36M.75RG1 | 3/4" 'M' Series Metal Water Meter, 1.0 Gallons per Pulse (MPT) | 1 | 317 | 4.4 |  | N | 3661734879774
00135-001270 | 70261-002720 | WM-100-1.0-RS-M | 36M1RG1 | 1" 'M' Series Metal Water Meter, 1.0 Gallons per Pulse (MPT) | 1 | 527 | 6.1 |  | N | 3661734879781
00135-001300 | 70261-003230 | WM-150-1.0-RS | 36M1.5RG1 | 1 1/2" Metal Water Meter, 1.0 Gallons per Pulse (MPT) | 1 | 1050 | 15 |  | N | 3661734897174
00135-001310 | 70261-005060 | WM-200-10-RS | 36WMR2RG10 | 2" Metal Water Meter, 10 Gallons per Pulse (MPT) | 1 | 1027 | 11 |  | N | 3661734898140
00135-001322 | 70261-010220 | WMW-300-10-RS | 36WST3RG10 | 3" Metal Water Meter, 10 Gallons per Pulse (Flange) | 1 | 1726 | 34 |  | N | 3661734144254
00135-001332 | 70261-010360 | WMW-400-10-RS | 36WST4RG10 | 4" Metal Water Meter, 10 Gallons per Pulse (Flange) | 1 | 2202 | 42 |  | N | 3661734144261
00135-001342 | 70261-010460 | WMW-600-100-RS | 36WST6RG100 | 6" Metal Water Meter, 100 Gallons per Pulse (Flange) | 1 | 3476 | 77 |  | N | 3661734144278
Metal Water Meters with Photo Diode Register
00135-001280 | 70261-002473 | WM-075-.0015-PD-M | 36MP.75PG.0015 | 3/4" Metal Water Meter, .0015 Gallons per Pulse (MPT) | 1 | 446 | 4.4 |  | N | 3661734879798
00135-001290 | 70261-002725 | WM-100-.0021-PD-M | 36M1PG.0021 | 1" Metal Water Meter, .0021 Gallons per Pulse (MPT) | 1 | 527 | 6.1 |  | N | 3661734879804
00135-001305 | 70261-003240 | WM-150-.0074-PD | 36M1.5PG.0074 | 1 1/2" Metal Water Meter, .0074 Gallons per Pulse (MPT) | 1 | 1203 | 15 |  | N | 3661734898522
00135-001315 | 70261-005050 | WM-200-1.0-PD | 36WMR2PG1 | 2" Metal Water Meter, 1.0 Gallons per Pulse (MPT) | 1 | 1101 | 11 |  | N | 3661734898225
Metal Water Meters with ER Digital Register
70261-000013 | 70261-002422 | WM-075-0.1-ER-M | 36M.75EG.01 | 3/4" Metal Water Meter, 0.01 Gallons per Pulse ER (MPT) | 1 | 1236 | 4.4 |  | N
00135-001304 | 70261-003273 | WM-150-0.1-ER | 36M1.5EG.1 | 1 1/2" Metal Water Meter, 0.1 & 1 Gallons per Pulse ER (MPT) | 1 | 1970 | 15 |  | N
00135-001312 | 70261-004985 | WM-200-1.0-ER | 36WMR2EG1 | 2" Metal Water Meter, 1.0 & 10 Gallons per Pulse ER (MPT) | 1 | 1854 | 11 |  | N | 3661734440806
00135-001325 | 70261-010273 | WMW-300-1.0-ER | 36WST3EG1 | 3" Metal Water Meter, 1.0 & 10 Gallons per Pulse ER (Flange) | 1 | 2422 | 40 |  | N | 3661734445580
00135-001335 | 70261-010355 | WMW-400-1.0-ER | 36WST4EG1 | 4" Metal Water Meter, 1.0 & 10 Gallons per Pulse ER (Flange) | 1 | 3164 | 50 |  | N | 3661734329033
- | 70261-010466 | WMW-600-10-ER | 36WST6EG10 | 6" Metal Water Meter, 10 & 100 Gallons per Pulse ER (Flange) | 1 | 4323 | 73 |  | N
NETBOW
77470-000004 |  | NETBOW5F-CART |  | Netbow 5" 4 Outlets Barb Foldable Legs 120/CAR | 120 | 513 |  |  | Z
77470-000002 |  | NETBOW10BF-CART |  | NetBow 10" 8 Outlet BRB FLD LEG 50/CAR | 50 | 268 |  |  | Z
77470-000108 |  | NETBOW10-18 |  | NetBow 10" 8 Outlets Barb BKPE 18" 50/BX | 50 | 329 |  |  | Z
77470-000109 |  | NETBOW10-18WH |  | NetBow 10" 8 Outlets Barb WHPE 18" 50/BX | 50 | 329 |  |  | Z
77470-000110 |  | NETBOW10-24WH |  | NetBow 10" 8 Outlets Barb WHPE 24" 50/BX | 50 | 335 |  |  | Z
77470-000111 |  | NETBOW10-30WH |  | NetBow 10" 8 Outlets Barb WHPE 30" 50/BX | 50 | 335 |  |  | Z
77470-000112 |  | NETBOW10-36WH |  | NetBow 10" 8 Outlets Barb WHPE 36" 50/BX | 50 | 341 |  |  | Z
77470-000120 |  | NETBOW10-18WH-DRZ |  | NETBOW 10" 8 Outlets ELB WHPE 18" DR ZIP 50/BOX | 50 | 365 |  |  | Z
NETBOW ASSEMBLY COMPONENTS
32000-002525 |  | 11002520-B |  | 5 mm elbow | 50 | 14.64 |  |  | Z
32000-002030 | 32000-001976 | 11WPCON-B | 11WPCONGRY-B | 3 mm flex tube adapter (for nipple outlet drippers) | 250 | 62 |  |  | Z
40005-000256 |  | 15FPEW53-18 |  | 18" Pre-Cut Super flex uv white pe tubing (5/3 mm) | 100 | 0.5 |  |  | Z
40005-000251 |  | 15FPEW53-24 |  | 24" Pre-Cut Super flex uv white pe tubing (5/3 mm) | 100 | 0.5 |  |  | Z
40005-000250 |  | 15FPEW53-30 |  | 30" Pre-Cut Super flex uv white pe tubing (5/3 mm) | 100 | 0.6 |  |  | Z
40005-000253 |  | 15FPEW53-36 |  | 36" Pre-Cut Super flex uv white pe tubing (5/3 mm) | 100 | 0.7 |  |  | Z
40005-000255 |  | 15FPEW53-48 |  | 48" Pre-Cut Super flex uv white pe tubing (5/3 mm) | 100 | 0.88 |  |  | Z
NETBOW HUB CONNECTIONS (PC, PCJ, Dr. Zip)
32000-010961 |  | DRZIP-B50 |  | DR. ZIP 50/BAG | 50 | 20.28 |  |  | I
32000-010962 |  | DRZIP-B100 |  | DR. ZIP 100/BAG | 100 | 40.55 |  |  | I
Self-Piercing Emitters
21520-003780 |  | SPCV05-25 |  | 0.5 GPH Barb Inlet x .160" Barb Outlet Blue Color (25/Bag) | 25 | 11.81 | 0.13 | 0.01 | E | 3661734502146
21520-003797 |  | SPCV05-250 |  | 0.5 GPH Barb Inlet x .160" Barb Outlet Blue Color (250/Bag) | 250 | 109 | 0.81 | 0.35 | E | 3661734502160
21520-003799 |  | SPCV05-1000 |  | 0.5 GPH Barb Inlet x .160" Barb Outlet Blue Color (1,000/Bag) | 1000 | 374 | 3.2 | 1.4 | E | 3661734502832
21520-003807 |  | SPCV10-25 |  | 1.0 GPH Barb Inlet x .160" Barb Outlet Black Color (25/Bag) | 25 | 11.81 | 0.13 | 0.01 | E | 3661734502849
21520-003820 |  | SPCV10-250 |  | 1.0 GPH Barb Inlet x .160" Barb Outlet Black Color (250/Bag) | 250 | 109 | 0.81 | 0.35 | E | 3661734504966
21520-003828 |  | SPCV10-1000 |  | 1.0 GPH Barb Inlet x .160" Barb Outlet Black Color (1,000/Bag) | 1000 | 374 | 3.2 | 1.4 | E | 3661734504973
21520-003833 |  | SPCV20-25 |  | 2.0 GPH Barb Inlet x .160" Barb Outlet Red Color (25/Bag) | 25 | 11.81 | 0.13 | 0.01 | E | 3661734507479
21520-003842 |  | SPCV20-250 |  | 2.0 GPH Barb Inlet x .160" Barb Outlet Red Color (250/Bag) | 250 | 109 | 0.81 | 0.35 | E | 3661734507493
21520-003847 |  | SPCV20-1000 |  | 2.0 GPH Barb Inlet x .160" Barb Outlet Red Color (1,000/bag) | 1000 | 374 | 3.2 | 1.4 | E | 3661734507509
45000-001395 |  | SPDT |  | Self-Piercing Emitter Insertion Tool | 1 | 13.96 | 0.13 | 0.03 |  | 3661734860284
Techflow Emitters
21020-001315 |  | WPC5 |  | 0.53 GPH Barb Inlet x Nipple Outlet Red Color | 25 | 19.68 | 0.5 | 0.03 | E | 7291015402429
21020-001333 |  | WPC5-250 |  | 0.53 GPH Barb Inlet x Nipple Outlet Red Color | 250 | 182 | 3.7 | 0.45 | E | 7291015402412
21020-001410 |  | WPC10 |  | 1.06 GPH Barb Inlet x Nipple Outlet Black Color | 25 | 19.68 | 0.5 | 0.03 | E | 7291015402405
21020-001433 |  | WPC10-250 |  | 1.06 GPH Barb Inlet x Nipple Outlet Black Color | 250 | 182 | 3.7 | 0.45 | E | 7291015402399
21020-001510 |  | WPC20 |  | 2.11 GPH Barb Inlet x Nipple Outlet Green Color | 25 | 19.68 | 0.5 | 0.03 | E | 7291015402382
21020-001533 |  | WPC20-250 |  | 2.11 GPH Barb Inlet x Nipple Outlet Green Color | 250 | 182 | 3.7 | 0.45 | E | 7291015402375
27080-001710 |  | WPBC |  | Bug Cap for Nipple Outlet (Bag of 25 ea) | 25 | 7.26 | 0.03 | 0.01 | E | 7291015402238
32000-002110 |  | 11WPCON47-B |  | Barb Straight Adapter 4x6mm for Nipple Outlet Black (Bag of 25 ea) | 25 | 6.16 | 0.03 | 0.01 | E | 7291015643969
BD and WP Emitters
20000-001115 |  | BD5 |  | 0.5 GPH Barb Inlet Red Color | 25 | 10.75 | 0.13 | 0.01 | E | 7291015402665
00135-000780 |  | BD5-250 |  | 0.5 GPH Barb Inlet Red Color | 250 | 105 | 0.76 | 0.35 | E | 7291015550731
20000-001215 |  | BD10 |  | 1.0 GPH Barb Inlet Black Color | 25 | 10.75 | 0.13 | 0.01 | E | 7291015402641
00135-000760 |  | BD10-250 |  | 1.0 GPH Barb Inlet Black Color | 250 | 105 | 0.76 | 0.35 | E | 7291015550618
20000-001315 |  | BD20 |  | 2.0 GPH Barb Inlet Green Color | 25 | 10.75 | 0.13 | 0.01 | E | 7291015402627
00135-000770 |  | BD20-250 |  | 2.0 GPH Barb Inlet Green Color | 250 | 105 | 0.76 | 0.35 | E | 7291015550625
20020-001515 |  | WP5 |  | 0.5 GPH Barb Inlet x Barb Outlet Red Color | 25 | 15.04 | 0.13 | 0.01 | E | 7291015402603
00135-000740 |  | WP5-250 |  | 0.5 GPH Barb Inlet x Barb Outlet Red Color | 250 | 171 | 0.76 | 0.35 | E | 7291015550595
20020-001615 |  | WP10 |  | 1.0 GPH Barb Inlet x Barb Outlet Black Color | 25 | 15.04 | 0.13 | 0.01 | E | 7291015402580
00135-000730 |  | WP10-250 |  | 1.0 GPH Barb Inlet x Barb Outlet Black Color | 250 | 171 | 0.76 | 0.35 | E | 7291015550588
20020-001715 |  | WP20 |  | 2.0 GPH Barb Inlet x Barb Outlet Green Color | 25 | 15.04 | 0.13 | 0.01 | E | 7291015402566
00135-000735 |  | WP20-250 |  | 2.0 GPH Barb Inlet x Barb Outlet Green Color | 250 | 171 | 0.76 | 0.35 | E | 7291015561010
Polyethylene Tubing - (Black)
40510-000671 | 19951-000029 | PE052062-25 | PE052062-25 | PE - 16mm .520" x .620" x .050" Wall 250 Ft. Coil Black | 1 | Call for Quote | 8 | 2.1 | M | 3661734894579
40510-000672 | 19951-000254 | PE052062-05* | PE052062-05* | PE - 16mm .520" x .620" x .050" Wall 500 Ft. Coil Black | 1 | Call for Quote | 16 | 3.5 | M | 3661734894586
19951-000064 |  | PE062071-05* | PE062071-05* | PE - 1/2" .620" x .710" x .045" Wall 500 Ft. Coil Black | 1 | Call for Quote | 17 | 3.7 | M | 3661734894609
40510-000675 | 19951-000299 | PE062071-10* | PE062071-10* | PE - 1/2" .620" x .710" x .045" Wall 1,000 Ft. Coil Black | 1 | Call for Quote | 34 | 7 | M | 3661734895019
19951-000044 |  | PE060070-01 |  | PE - 1/2" .600" x .700" x .050" Wall 100 Ft. Coil Black | 1 | Call for Quote | 5 | 3.5 | M | 7291015524145
40510-000676 | 19951-000030 | PE060070-25* | PE060070-25* | PE - 1/2" .600" x .700" x .050" Wall 250 Ft. Coil Black | 1 | Call for Quote | 9 | 3.5 | M | 3661734895026
40510-000681 | 19951-000031 | PE060070-05 |  | PE - 1/2" .600" x .700" x .050" Wall 500 Ft. Coil Black | 1 | Call for Quote | 18 | 4.3 | M | 3661734895033
19951-000032 |  | PE060070-10 |  | PE - 1/2" .600" x .700" x .050" Wall 1,000 Ft. Coil Black | 1 | Call for Quote | 37 | 8.7 | M | 3661734895040
40510-000719 | 19951-000096 | PE082094-01 | PE082094-01 | PE - 3/4" .820" x .940" x .060" Wall 100 Ft. Coil Black | 1 | Call for Quote | 6 | 3.5 | M | 3661734151917
19951-000066 |  | PE082094-05 |  | PE - 3/4" .820" x .940" x .060" Wall 500 Ft. Coil Black | 1 | Call for Quote | 30 | 7.7 | M | 3661734895057
19951-000131 |  | PE082094-10 |  | PE - 3/4" .820" x .940" x .060" Wall 1,000 Ft. Coil Black | 1 | Call for Quote | 60 | 8.9 | M | 3661734895118
19951-000083 |  | PE106120-05 |  | PE - 1" 1.106" x 1.20" x .070" Wall 500 Ft. Coil Black | 1 | Call for Quote | 45 | 7.9 | M | 3661734895125
Polyethylene Tubing - Bright White
40510-000992 | 19953-000119 | PE052062-05BW | PE052062-05BW | PE - 16mm .520" x .620" x .050" Wall 500 Ft. Coil Bright White | 1 | Call for Quote | 18 | 3.5 | M
19953-000116 |  | PE052062-10BW* |  | PE - 16mm .520" x .620" x .050" Wall 1,000 Ft. Coil Bright White | 1 | Call for Quote | 37 | 7 | M
19953-000125 |  | PE060070-05BW |  | PE - 1/2" .600" x .700" x .050" Wall 500 Ft. Coil Bright White | 1 | Call for Quote | 20.6 | 4.3 | M
19953-000135 |  | PE082094-05BW |  | PE - 3/4" .820" x .940" x .060" Wall 500 Ft. Coil Bright White | 1 | Call for Quote | 33.5 | 7.7 | M
19953-000112 |  | PE106120-05BW |  | PE - 1" 1.106" x 1.20" x .070" Wall 500 Ft. Coil Bright White | 1 | Call for Quote | 101 | 7.9 | M
Micro-Tubing
40001-000490 |  | EDTUBE-01 |  | Black Polyethylene Micro Tubing, .160" x .220" 100 Feet | 1 | 15.34 | 0.75 | 0.16 | L | 7291015543481
00135-000700 |  | EDTUBE-10 |  | Black Polyethylene Micro Tubing, .160" x .220" 1,000 Feet | 1 | 130 | 9 | 1.04 | L | 7291015550540
00135-000690 |  | EDTUBE-01W |  | White Polyethylene Micro Tubing, .156" x .264" 100 Feet | 1 | 27.84 | 0.75 | 0.16 | L | 7291015556474
40001-000050 |  | EDTUBE-10W |  | White Polyethylene Micro Tubing, .156" x .264" 1,000 Feet | 1 | 130 | 9 | 1.04 | Z | 7291015543542
Micro-Tubing Fittings
32500-001518 |  | EDTUBETEE |  | 1/4" (.160") Barbed Tee | 25 | 9.21 | 0.06 | 0.01 | I | 7291015402061
76220-009360 |  | EDTUBEMVLV-B |  | 1/4" (.160") Barbed Micro-Valve | 10 | 15.57 | 0.3 | 0.02 | I | 7291015543177
32000-001915 |  | EDTUBEBA |  | 1/4" (.160") Barbed Adapter/Coupler | 25 | 7.64 | 0.03 | 0.01 | Z | 7291015402184
32000-001518 |  | EDTUBESTK |  | 1/4" Tubing Stake | 25 | 11.05 | 0.13 | 0.01 | I | 7291015402207
32000-001015 |  | GOOFPLUG |  | 1/4" x 3/8" Goof Plug | 25 | 5.68 | 0.13 | 0.02 | I | 7291015402221
32000-002310 |  | EDTUBE8XMT |  | 1/2" MPT x 1/4" 8-Way Adapter | 25 | 54 | 0.5 | 0.01 | Z | 7291015402146
45000-001050 |  | MTUBESPUN |  | 1/4" (.160") All Steel Punch | 1 | 53.67 | 0.25 | 0.03 | I | 7291015084656
45000-001201 |  | MTUBEPPUN |  | 1/4" (.160") Plastic Handle Punch | 1 | 26.84 | 0.13 | 0.03 | I | 7291015401781
45000-001395 |  | SPDT |  | Self-Piercing Emitter Insertion Tool | 1 | 13.96 | 0.13 | 0.03 | I | 3661734860284